## IBL dataset types
ONE Dataset Type | Dimension | Description (also, link to document detailing particular cases) | dtype | Measurements | Valid ALF | Extract | Test Extraction | Doc | alyx-UUID | Test Registration | Group | namespace | collection | File Type | Physical files | file filter | name in DataJoint Pipeline (table/name)
Synchronization:
Raw DAQ data
experiment.description |  | A list of acquisition devices and behaviour protocols, along with the data and sync file location. The root keys are (devices, sync, task, procedures). | str |  | OK | OK | OK | OK | 57316c04-1a39-425e-908c-5c5897475fcb | OK |  | ibl |  | yaml | _ibl_experiment.description.yaml | _*_experiment.description.* | N/A
DAQdata.raw |  | The output of the DAQ software for a given device. The namespace should identify the DAQ model or acquisition software, e.g. ‘mcc’, ‘ni’ or ‘timeline’. | float64 |  | Valid | OK | OK | OK | 3f075b50-df21-4eac-9ddd-4b750663e47c | OK |  | timeline | raw_sync_data | npy | _timeline_DAQdata.raw.npy | _*_DAQdata.raw* | N/A
DAQdata.timestamps |  | The DAQ software timestamps for a given device. The namespace should identify the DAQ model or acquisition software, e.g. ‘mcc’, ‘ni’ or ‘timeline’. | float64 |  | Valid | OK | OK | OK | 22e89603-0ce9-40c9-8db8-8765d43cf7a8 | OK |  | timeline | raw_sync_data | npy | _timeline_DAQdata.timestamps.npy | _*_DAQdata.timestamps* | N/A
DAQdata.meta |  | Associated DAQ metadata, such as input and output channel configurations. The metadata structure varies between namespaces. | str |  | Valid | OK | OK | OK | a8cc815d-c643-450f-af50-872b22744383 | OK |  | timeline | raw_sync_data | json | _timeline_DAQdata.meta.json | _*_DAQdata.meta* | N/A
DAQdata.wiring |  | A map of the channel IDs and their corresponding device label, e.g. {ai1: bpod}. | str |  | Valid | OK | OK | OK | 24269ec5-687d-4b1d-ad12-3d7a6c474eb5 | OK |  | timeline | raw_sync_data | json | _timeline_DAQdata.wiring.npy | _*_DAQdata.wiring* | N/A
softwareEvents.log |  | A table of software events in DAQ time, one row per event. Columns include 'time', 'name', and 'info'. | str |  | OK | OK | OK | OK | a5caf8ae-46f9-4755-8366-171f26bff278 | OK |  | timeline | raw_sync_data | htsv | _timeline_softwareEvents.log.htsv | _timeline_softwareEvents.log.* | N/A
Electrophysiology:
Info on spikes
spikes.clusters | [nspi] | Cluster assignments for each spike (integers counting from 0). Cluster assignment reflects the result of manual curation. |  |  | OK | OK | OK | OK | 07260296-4fab-4725-89e5-c9e0f735201a | OK |  |  | alf/{probe_name}/{spike_sorter} | npy | alf/{probe_name}/{spike_sorter}/spikes.clusters.npy | spikes.clusters*.npy | ephys.DefaultCluster/cluster_id
spikes.depths | [nspi] | Depth along probe of each spike (µm; computed from waveform center of mass). 0 means deepest site, positive means above this |  |  | OK | OK | OK | OK | e6c22fe1-52b8-4a3d-adb0-1603d2fa7fec | OK |  |  | alf/{probe_name}/{spike_sorter} | npy | alf/{probe_name}/{spike_sorter}/spikes.depths.npy | spikes.depths*.npy | ephys.DefaultCluster/cluster_spike_depths
spikes.amps | [nspi] | Peak amplitude of each spike (V) |  |  | OK | OK | OK | OK | 84cf6690-bfa7-44e6-aba1-645ca2e53a6b | OK |  |  | alf/{probe_name}/{spike_sorter} | npy | alf/{probe_name}/{spike_sorter}/spikes.amps.npy | spikes.amps*.npy | ephys.DefaultCluster/cluster_spike_amps
spikes.templates | [nspi] | Template ID of each spike (i.e. output of automatic spike sorting prior to manual curation) |  |  | OK | OK | OK | OK | 184ef28b-056e-4416-8626-809e3a8fc73b | OK |  |  | alf/{probe_name}/{spike_sorter} | npy | alf/{probe_name}/{spike_sorter}/spikes.templates.npy | spikes.templates*.npy | ephys.DefaultCluster/cluster_spike_templates
spikes.samples | [nspi] | Time of spikes, measured in units of samples in their own electrophysiology binary file. |  |  | OK | OK | OK | OK | 6559486b-197a-49b4-abff-3efbc4a04ac7 | OK |  |  | alf/{probe_name}/{spike_sorter} | npy | alf/{probe_name}/{spike_sorter}/spikes.samples.npy | spikes.samples*.npy | ephys.Cluster/cluster_spike_samples
Electrophysiology histology
electrodeSites.localCoordinates | [nch, 2] | Location of each channel relative to probe coordinate system (µm): (first) dimension is on the width of the shank; Second is the depth where 0 is the deepest site, and positive above this. Straight mapping to the raw electrophysiology binary files |  |  | OK |  |  |  | 828c691b-1f94-4454-9477-a29e2e445b27 |  |  |  | alf/{probe_name} | npy | alf/{probe_name}/{spike_sorter}/electrodeSites.localCoordinates.npy | electrodeSites.localCoordinates*.npy
electrodeSites.mlapdv | [nch, 3] | 3d location of the channels relative to bregma following ephys alignment - mediolateral; anterior-posterior; dorsoventral coordinates (um) straight mapping to the raw electrophysiology binary file channels |  |  | Valid |  |  |  | e9d47477-f4ee-4421-b2d0-817e7e889521 |  |  |  | alf/{probe_name} | npy | alf/{probe_name}/{spike_sorter}/electrodeSites.mlapdv.npy | electrodeSites.mlapdv*.npy
electrodeSites.brainLocationIds_ccf_2017 | [nch] | Brain location id of channels following ephys alignment obtained from 25um resolution 2017 Allen Common Coordinate Framework - straight mapping to the raw electrophysiology binary file channels |  |  | Valid |  |  |  | e1cda381-5a32-4f76-927b-43bb7fbfc874 |  |  |  | alf/{probe_name} | npy | alf/{probe_name}/{spike_sorter}/electrodeSites.brainLocationIds_ccf_2017.npy | electrodeSites.brainLocationIds_ccf_2017*.npy
Info on clusters
clusters.uuids | nc | Unique identifier assigned to each cluster when ALF files created and during manual curation. |  |  | Valid | OK | OK | OK | 334ac31e-49e2-480f-b1b3-661e4fae7bb2 | OK |  |  | alf/{probe_name}/{spike_sorter} |  | alf/{probe_name}/{spike_sorter}/clusters.uuids.npy | clusters.uuids*.csv
clusters.metrics | [nc, nmetrics] | Quality control metrics at the cluster level. https://docs.google.com/spreadsheets/d/1m-GgBaHB6ixwesBk3-hw5GM41WYk8319aTh2p766KmU/edit?folder=1hcgAqqPQHCwHKJ4QGIWx6XG5a2D_9sV_#gid=0 |  |  | OK | OK | OK | OK | e71eae26-10ff-469a-a515-690791456df8 | OK |  |  | alf/{probe_name}/{spike_sorter} | csv | alf/{probe_name}/{spike_sorter}/clusters.metrics.npy | clusters.metrics*.csv | ephys.DefaultCluster.Metrics/metrics ephys.DefaultCluster.Ks2Label/ks2_label
clusters.mlapdv | [nc, 3] | 3d location of the cluster relative to bregma following ephys alignment - mediolateral; anterior-posterior; dorsoventral coordinates (um) |  |  | Valid | OK | OK | OK | 36605ac4-eb3c-4748-888f-02a14b6b86a1 | OK |  |  | alf/{probe_name}/{spike_sorter} | npy | alf/{probe_name}/{spike_sorter}/clusters.mlapdv.npy | clusters.mlapdv.npy | histology.ClusterBrainLocation
clusters.brainLocationIds_ccf_2017 | [nc, 1] | Brain location id of clusters following ephys alignment obtained from 25um resolution 2017 Allen Common Coordinate Framework |  |  | Valid | OK | OK | OK | f075a694-20f3-422a-86a5-577e3d34fa27 | OK |  |  | alf/{probe_name}/{spike_sorter} | npy | alf/{probe_name}/{spike_sorter}/clusters.brainLocationIds_ccf_2017.npy | clusters.brainLocationIds*.npy
clusters.brainLocationAcronyms_ccf_2017 | [nc, 1] | Brain location acronym of clusters following ephys alignment obtained from 25um resolution 2017 Allen Common Coordinate Framework |  |  | Valid | OK | OK | OK | 0916d181-94af-43a6-87b3-b499f940d424 | OK |  |  | alf/{probe_name}/{spike_sorter} | npy | alf/{probe_name}/{spike_sorter}/clusters.brainLocationAcronyms_ccf_2017.npy | clusters.brainLocationAcronyms*.npy
clusters.waveforms | [nc, nsw, nchSub] | Waveform from spike sorting templates (stored as a sparse array, only for a subset of channels closest to the peak channel) |  |  | OK | OK | OK | OK | 93caf4ac-c39d-4723-aaac-d67123f687e4 | OK |  |  | alf/{probe_name}/{spike_sorter} |  | alf/{probe_name}/{spike_sorter}/clusters.waveforms.npy | clusters.waveforms.npy | ephys.DefaultCluster/cluster_waveform
clusters.waveformsChannels | [nc, nchSub] |  |  |  | OK | OK | OK | OK | 0a79262d-9bc9-46d3-90ca-f53058448fdf | OK |  |  | alf/{probe_name}/{spike_sorter} |  | alf/{probe_name}/{spike_sorter}/clusters.waveformsChannels.npy | clusters.waveformsChannels.npy
clusters.depths | [nc] | Depth of mean cluster waveform on probe (µm). 0 means deepest site, positive means above this. |  |  | OK | OK | OK | OK | e154b9c5-81d7-4de1-96d3-e5372a325939 | OK |  |  | alf/{probe_name}/{spike_sorter} | npy | alf/{probe_name}/{spike_sorter}/clusters.depths.npy | cluster.depths*.npy | ephys.DefaultCluster/cluster_depth
clusters.peakToTrough | [nc] | trough to peak time of mean cluster waveform, ms |  |  | OK | OK | OK | OK | 856ad907-da77-4182-9a34-5eb02b217f2c | OK |  |  | alf/{probe_name}/{spike_sorter} | npy | alf/{probe_name}/{spike_sorter}/clusters.peakToTrough.npy | clusters.peakToT*rough*.npy | ephys.DefaultCluster/cluster_peak_to_trough
clusters.amps | [nc] | Mean amplitude of each cluster (V) |  |  | OK | OK | OK | OK | 28440e6f-5809-46e8-9a18-ee79c5f1aea4 | OK |  |  | alf/{probe_name}/{spike_sorter} | npy | alf/{probe_name}/{spike_sorter}/clusters.amps.npy | clusters.amps.npy | ephys.DefaultCluster/cluster_amp
clusters.channels | [nc] | Channel which has the largest amplitude for this cluster. |  |  | OK | OK | OK | OK | fedf27ea-6428-4b14-bdf5-3863c9901a48 | OK |  |  | alf/{probe_name}/{spike_sorter} | npy | alf/{probe_name}/{spike_sorter}/clusters.channels.npy | clusters.channels*.npy | ephys.DefaultCluster/cluster_channel
clusters.probes | [nc] | Which probe this cluster came from (counting from zero) |  |  | OK | OK | OK | OK | f91db8df-ebdc-448a-9ba2-7b2d003f0c3d | OK |  |  | alf/{probe_name}/{spike_sorter} | npy | alf/{probe_name}/{spike_sorter}/clusters.probes.npy | clusters.probes*.npy | ephys.DefaultCluster/probe_idx
Info on templates
templates.amps | [ntemp] | Mean amplitude of each template (V) |  |  | OK | OK | OK | OK | 1257f1c3-de6b-4d57-877d-1df12fcba074 | OK |  |  | alf/{probe_name}/{spike_sorter} |  | alf/{probe_name}/{spike_sorter}/templates.amps.npy
templates.waveforms | [ntemp, nswavelet, nchSub] | Waveform of automatic spike sorting templates (stored as a sparse array, only for a subset of channels closest to the peak channel) |  |  | OK | OK | OK | OK | d917bfa4-9b7f-4b3f-b892-378f4bcafbe8 | OK |  |  | alf/{probe_name}/{spike_sorter} |  | alf/{probe_name}/{spike_sorter}/templates.waveforms.npy | templates.waveforms.npy | ephys.Cluster/cluster_template_waveform
templates.waveformsChannels | [ntemp, nchSub] | Index of channels that are stored for each template. Sorted by increasing distance from the maximum amplitude channel. |  |  | OK | OK | OK | OK | b53f2d05-d491-43f8-992f-f5962a2727ed | OK |  |  | alf/{probe_name}/{spike_sorter} |  | alf/{probe_name}/{spike_sorter}/templates.waveformsChannels.npy | templates.waveformsChannels.npy
Info on drift tracking
drift.um | [ntimes, ndepths] | Result of the drift registration. 1D vector of drift estimation in um. A cell moving downwards relative to the probe will show as negative drift (ie. it overlays on the raster). For non-rigid drift, 2D vector where the first dimension corresponds to the time of the estimation and the second dimension to the depth of the estimate (see the scale datasets) |  |  | OK | OK |  | OK | fb0bf47d-e393-4c32-bac7-69076140f7af |  |  |  | alf/{probe_name}/{spike_sorter} | npy | alf/{probe_name}/{spike_sorter}/drift.um.npy | drift.um.npy
drift_depths.um | [ndepths] | For non-rigid registration, depth corresponding to each of the drift matrix column (um) |  |  | Valid | OK |  | OK | 3389350b-bdab-4bcd-a76d-6568dd930bc5 |  |  |  | alf/{probe_name}/{spike_sorter} | npy | alf/{probe_name}/{spike_sorter}/drift_depths.um.npy | drift_depths.um.npy
drift.times | [ntimes] | Time of the probe corresponding to each of the drift matrix row (secs) |  |  | OK | OK |  | OK | 958e0b17-b739-41ff-8f35-00e854eb53cf |  |  |  | alf/{probe_name}/{spike_sorter} | npy | alf/{probe_name}/{spike_sorter}/drift.times.npy | drift.times.npy
Probe locations and geometry
probes.trajectory | [np, 7] | JSON with one entry per probe containing the 7 parameters describing the probe trajectory. Refer to the coordinate section of this document for more information. 'x':(um) medio-lateral coordinate relative to Bregma, left negative 'y':(um) antero-posterior coordinate relative to Bregma, back negative 'z':(um) dorso-ventral coordinate relative to Bregma, ventral negative 'phi':(degrees)[-180 180] azimuth 'theta':(degrees)[0 180] polar angle 'depth':(um) insertion depth 'beta' :(degrees) roll angle of the probe |  |  | OK | OK | OK | OK | f8598f8a-272e-4ae0-aaa9-77c3ac733aaf | OK |  |  | alf/{probe_name}/{spike_sorter} |  | alf/{probe_name}/probes.trajectory.npy | probes.trajectory*.json | histology.ProbeTrajectory
probes.description | [np] | JSON with one entry per probe containing label, model (3A, 3B1, 3B2),serial and raw_file_name | str |  |  | OK | OK | OK | 9baab957-63d9-408d-ad65-1b163ffcd50b | OK |  |  | alf/{probe_name}/{spike_sorter} |  | alf/{probe_name}/probes.description.json | probes.description*.json | ephys.ProbeInsertion/probe_idx
Channel mapping |  |  | .
channels.labels | [nch] | Bad channel detection outcome, 0 is good, 1 corresponds to dead or low amplitude channels, 2 corresponds to noisy channels, 3 corresponds to channels labeled as outside of the brain | [6 empty] | 34a2f43e-e2a7-4b1a-a43f-bab07cd7e709 |  |  |  | alf/{probe_name}/{spike_sorter} |  | alf/{probe_name}/{spike_sorter}/channels.labels.npy
channels.probes | [nch] | Probe assignments for each channel (integers counting from 0). Can be used as direct indexing for the probes.* attributes. |  |  |  | OK | OK | OK | 6e777a97-f1f4-4cab-8c57-80ef5c7c7841 | OK |  |  | alf/{probe_name}/{spike_sorter} | npy | alf/{probe_name}/{spike_sorter}/channels.probes.npy | channels.probes*.npy | ephys.Channel/probe_idx | NOTE "channel" refers ONLY to those channels that made it through to spike sorting (probably not all of them). "rawRow" means a row in the raw recording file, of which there may be more
channels.rawInd | [nch] | Array of integers saying which index in the raw recording file (of its home probe) that the channel corresponds to (counting from zero). NOTE there may be less channels than electrode sites, for example reference channels may be dropped from the channels object |  |  |  | OK | OK | OK | 9464bcd6-be30-4180-876a-93625c79977d | OK |  |  | alf/{probe_name}/{spike_sorter} | npy | alf/{probe_name}/{spike_sorter}/channels.rawInd.npy | channels.rawInd*.npy | ephys.ChannelGroup/channel_raw_ids
channels.brainLocationIds_ccf_2017 | [nch, 1] | Brain location id of channels following ephys alignment obtained from 25um resolution 2017 Allen Common Coordinate Framework | str |  | Valid | OK | OK | OK | 08bde7fe-82bd-4697-8cf7-f1ee28467f34 | OK |  |  | alf/{probe_name}/{spike_sorter} | npy | alf/{probe_name}/{spike_sorter}/channels.brainLocationIds_ccf_2017.npy | channels.brainLocationIds*.npy | histology.ChannelBrainLocation
channels.mlapdv | [nch, 3] | 3d location of the channels relative to bregma following ephys alignment - mediolateral; anterior-posterior; dorsoventral coordinates (um) |  |  |  | OK | OK | OK | 5d2986b7-4ca7-44a2-8a9d-0df8dbf4b7be | OK |  |  | alf/{probe_name}/{spike_sorter} | npy | alf/{probe_name}/{spike_sorter}/channels.mlapdv.npy | channels.mlapdv.npy
channels.localCoordinates | [nch, 2] | Location of each channel relative to probe coordinate system (µm): x (first) dimension is on the width of the shank; (y) is the depth where 0 is the deepest site, and positive above this. |  |  |  | OK | OK | OK | 7ef52720-a80e-4000-bab5-3b58ee35a875 | OK |  |  | alf/{probe_name}/{spike_sorter} | npy | alf/{probe_name}/{spike_sorter}/channels.localCoordinates.npy |  | ephys.ChannelGroup/channel_local_coordinates
Raw waveforms
waveforms.traces | [nclusters, 256, 40, 128] | Snippets of lightly preprocessed waveforms from spikes, organized by unit. | float16 | [5 empty] | c2eae195-624d-4ff5-a533-01d78caf5805 |  |  |  | alf/{probe_name}/{spike_sorter} | npy | alf/{probe_name}/{spike_sorter}/waveforms.traces.npy
waveforms.templates | [nclusters, 40, 128] | Medians of all waveforms in waveforms.traces computed for each cluster. | float32 | [5 empty] | 482dc8e6-0fda-4c9b-877d-f114ef75a9ff |  |  |  | alf/{probe_name}/{spike_sorter} | npy | alf/{probe_name}/{spike_sorter}/waveforms.templates.npy
waveforms.table | [nclusters * 256, 4] | Pandas dataframe containing the sample index, cluster id, peak channel id, and linear index for each waveform extracted. | [6 empty] | ff5867ab-cd28-4fde-9baa-142e2bc2f4fc |  |  |  | alf/{probe_name}/{spike_sorter} | pqt | alf/{probe_name}/{spike_sorter}/waveforms.table.pqt
waveforms.channels | [nclusters * 256, 40] | Array containing the channel ids for each waveform. | int16 | [5 empty] | be70b6ac-7635-4554-9615-e40277a138ae |  |  |  | alf/{probe_name}/{spike_sorter} | npz | alf/{probe_name}/{spike_sorter}/waveforms.channels.npz
Multi-photon calcium imaging:
Activity on each frame
mpci.times | [nframes] | The time of each frame. Note that there may be further offsets available for each scanline or pixel/voxel in the mpciStack.timeshift.npy dataset. | float64 |  | OK | OK | OK | OK | d30a5416-8c0f-45d1-b444-daed3cbd14dd | OK |  |  | alf/{fov_name} | npy | mpci.times.npy | N/A | N/A
mpci.badFrames | [nframes] | Bad frames as identified by processing software. Typically these are frames where the image registration was considered poor, for instance because of high SNR on the reference channel. | bool |  | OK | OK | OK | OK | c09943db-a710-4482-8eb0-beabceedeb93 | OK |  |  | alf/{fov_name} | npy | mpci.badFrames.npy | N/A | N/A
mpci.mpciFrameQC | [nFrames] | Frame-level quality control as added by experimenter. 0 means good, other values defined in mpciFrameQC.names | uint8 |  | OK | OK | OK | OK | d4cb6475-2863-4ab9-bc89-993bdf84fe01 | OK |  |  | alf/{fov_name} | npy | mpci.mpciFrameQC.npy | N/A | N/A
mpciFrameQC.names | [nQCtypes, 2] | Human-readable definition of QC types. First column, 'qc_values', contains unsigned ints where 0 always should mean good. Second column, 'qc_labels', contains a short human-readable description. | str |  | OK | OK | OK | OK | eddc887f-d9e6-4bb1-86b1-1520e9f1ee54 | OK |  |  | alf/{fov_name} | tsv | mpciFrameQC.names.tsv | N/A | N/A
mpci.ROIActivityF | [nFrames, nROIs] | Mean activity of all pixels in each ROI. | float32 |  | OK | OK | OK | OK | 462a0471-ff2e-43d1-a70a-dd13bbab1d88 | OK |  |  | alf/{fov_name} | npy | mpci.ROIActivityF.npy | N/A | N/A
mpci.ROINeuropilActivityF | [nFrames, nROIs] | Mean activity neuropil pixels neighboring each ROI. | float32 |  | OK | OK | OK | OK | beee53c8-273a-42d4-b171-750f43db6ac0 | OK |  |  | alf/{fov_name} | npy | mpci.ROINeuropilActivityF.npy | N/A | N/A
mpci.ROIActivityDeconvolved | [nFrames, nROIs] | Neuropil-subtracted deconvolved activity of each ROI using standard parameters. | float32 |  | OK | OK | OK | OK | bef8f983-d194-458c-aa3b-a23789723da3 | OK |  |  | alf/{fov_name} | npy | mpci.ROIActivityDeconvolved.npy | N/A | N/A
Raw neuroimaging data
mpciStack.timeshift.npy | [H, (W, D)] | Offset time for scanning of each voxel in the stack. | float64 |  | OK | OK | OK |  | ccc2bc98-e708-44f4-a6fe-4eabe6766ece | OK |  |  | alf/{fov_name} | npy | mpciStack.timeshift.npy | N/A | N/A
.
Information about detected ROIs
mpciROIs.mpciROITypes | [nROIs] | Numerical enumeration of ROI type for each ROI. | int16 |  | OK | OK | OK | OK | 96b0c2af-86ce-4a20-9ffa-06e90f900069 | OK |  |  | alf/{fov_name} | npy | mpciROIs.mpciROITypes.npy | N/A | N/A
mpciROITypes.names | [nROItypes, 2] | Human-readable definition of ROI types (neuron, dendrite, etc). First column, 'roi_values', contains the ROI type enumeration. The second, 'roi_labels', contains a string description. | str |  | OK | OK | OK | OK | 606674e5-adfa-4049-9f2b-03a1b40c9099 | OK |  |  | alf/{fov_name} | npy | mpciROITypes.names.tsv | N/A | N/A
mpciROIs.cellClassifier | [nROIs] | Floating-point cell classifier score for each ROI, ranging between 0 and 1. | float64 |  | OK | OK | OK | OK | d0236da1-008c-458d-ab8d-c74d22c76148 | OK |  |  | alf/{fov_name} | npy | mpciROIs.cellClassifier.npy | N/A | N/A
mpciROIs.masks | [nROIs, H, W] | Floating-point mask of each ROI, in 2D or 3D according to how you did detection. Saved as a sparse array. | float |  | OK | OK | OK | OK | a0d580cb-bf14-448b-872a-4a5023e4ce24 | OK |  |  | alf/{fov_name} | sparse_npz | mpciROIs.masks.sparse_npz | N/A | N/A
mpciROIs.neuropilMasks | [nROIs, H, W] | Boolean neuropil mask for each ROI, in 2D or 3D according to how you did detection. Saved as a sparse array. | bool |  | OK | OK | OK | OK | 4871a117-728c-4cc1-b64d-f82d29f81f8b | OK |  |  | alf/{fov_name} | sparse_npz | mpciROIs.neuropilMasks.sparse_npz | N/A | N/A
mpciROIs.mlapdv | [nROIs, 3] | 3D location of the ROI centroid relative to bregma - mediolateral; anterior-posterior; dorsoventral coordinates (um). '_estimate' means not resolved with histology. | float64 |  | OK | OK | OK | OK | 8103033c-f8a6-482a-9ca3-e932c8d2f9af | OK |  |  | alf/{fov_name} | npy | mpciROIs.mlapdv_estimate.npy | N/A | N/A
mpciROIs.brainLocationIds | [nROIs] | Brain location acronym of each ROI centroid. A '_ccf_2017' in the dataset means an alignment obtained from 25um resolution 2017 Allen Common Coordinate Framework. '_estimate' means not resolved with histology. | int32 |  | OK | OK | OK | OK | 1c40f606-d232-4d86-9719-c4a518d2c79a | OK |  |  | alf/{fov_name} | npy | mpciROIs.brainLocationIds_ccf_2017_estimate | N/A | N/A
mpciROIs.stackPos | [nROIs, 3] | Y, X, and Z (plane) pixel coordinates of each ROI's centroid. | int64 |  | OK | OK | OK | OK | 3777d0d9-ea37-489b-be6e-73e7fc6ff36a | OK |  |  | alf/{fov_name} | npy | mpciROIs.stackPos.npy | N/A | N/A
mpciROIs.uuids | [nROIs] | Unique identifier assigned to each ROI when ALF files created after ROI detection. | str |  | OK |  |  | OK |  |  |  |  | alf/{fov_name} | csv | mpciROIs.uuids.csv | N/A | N/A
ROIData.raw |  | Raw cell detection output ROI data. | mixed |  | OK | OK | OK | OK | 042cf522-e3c5-4f16-a43e-be8988baa64d | OK |  | suite2p | alf/{fov_name} | zip | _suite2p_ROIData.raw.zip | N/A | N/A
Summary images
mpciMeanImage.images | [H, W, nPlanes, nChannels] | Mean image for each plane and each channel. Channel 0 should be the calcium-sensitive channel. | float64 |  | OK | OK | OK |  | 3759b20a-d83b-43c1-b4d7-abf91406433f | OK |  |  | alf/{fov_name} | npy | mpciMeanImage.images.npy | N/A | N/A
mpciMeanImage.mlapdv | [H, W, 3] | 3D location of the cluster relative to bregma of each pixel of the mean image - mediolateral; anterior-posterior; dorsoventral coordinates (um). '_estimate' means not resolved with histology. | float64 |  | OK | OK | OK |  | 1629448f-10a5-444b-abf8-5e8448eed191 | OK |  |  | alf/{fov_name} | npy | mpciMeanImage.mlapdv.npy | N/A | N/A
mpciMeanImage.brainLocationIds | [H, W] | Brain location acronym of each pixel of the mean image. A '_ccf_2017' in the dataset means an alignment obtained from 25um resolution 2017 Allen Common Coordinate Framework. '_estimate' means not resolved with histology. | int32 |  | OK | OK | OK |  | 6556b4e4-c586-4ce7-b756-f2f290acfd0a | OK |  |  | alf/{fov_name} | npy | mpciMeanImage.brainLocationIds.npy | N/A | N/A
Reference images
referenceImage.raw | [H, W] | A fullfield raw multiphoton imaging picture for use in histology alignment. | uint8 |  | OK | OK | OK | OK | 23185e3e-4d4c-463b-a74b-8e69869ecec8 | OK |  |  | raw_imaging_data_{number}/reference | tif | referenceImage.raw.tif | N/A | N/A
referenceImage.stack | [H, W] | A stitched mean multiphoton imaging stack, containing X and Y resolution/size information in the tiff header. Used in histology alignment. | uint8 |  | OK |  |  | OK | 4268cfad-84c2-4a1f-8a63-f0050639ee17 |  |  |  | raw_imaging_data_{number}/reference | tif | referenceImage.stack.tif | N/A | N/A
referenceImage.meta |  | Stack image meta-data listing the depth in microns of each slice in the stack, and ML and AP coordinates of the center. | str |  | OK |  |  | OK | e7e0b91e-7bd0-457d-a883-e19a684e42c9 |  |  |  | raw_imaging_data_{number}/reference | json | referenceImage.meta.json | N/A | N/A
Raw neuroimaging data
imaging.frames | [nFrames, H, W, nChannels] | Raw frame images with the dimensions [nframes, nx, ny(, nchannels)]. Note that depending on modality, multiple planes and channels may be stitched together and/or presented in a different order. | uint8 |  | OK | OK | OK | OK | 3d615670-2a50-4749-9fb8-b4777ee568c5 | OK |  |  | raw_imaging_data_{number} | tar.bz2 | imaging.frames.tar.bz2 | N/A | N/A
rawImagingData.meta |  | Image meta-data listing the depths and dimensions of each field of view, acquisition parameters, channels, and the MLAP coordinates of the imaging window center. | str |  | OK | OK | OK | OK | 77ea3095-c8d8-4db7-893c-a699d7efec48 |  |  | ibl | raw_imaging_data_{number} | json | _ibl_rawImagingData.meta.json | _*_rawImagingData.meta* | N/A
rawImagingData.times | [nFrames] | The raw frame exposure times. |  |  | OK | OK |  | OK |  |  |  |  | raw_imaging_data_{number} | npy | rawImagingData.times_scanImage.npy | N/A | N/A
Widefield imaging:
widefieldEvents.raw | [nframes, n] | The output of the Camlog software used to collect widefield images. Contains frame times and LED number for each frame. |  |  |  | OK | OK | OK | 9f5ec125-b5e2-4d6b-b656-c7319c5ed5f7 | OK |  |  | raw_widefield_data | camlog | widefieldEvents.raw.camlog
widefieldChannels.wiring | [nLED, 2] | A map of LED wiring number to wavelength. Wiring number matches those in XXX column of widefieldEvents.raw.camlog |  |  |  | OK | OK | OK | 944889c0-5b5d-4ca3-b4df-740ef441135f | OK |  |  | raw_widefield_data | json | widefieldChannels.wiring.json
widefieldU.mask | [nW, nH] | User selected mask to restrict pixels in imaging.frames before applying preprocessing |  |  |  | OK | OK | OK | 3736afe6-a006-44fd-8f9f-6cfbb41d98f4 | OK |  |  | raw_widefield_data | npy | widefieldU.mask.npy
widefieldU.images | [nW, nH, nComponents] | Projected SVD spatial components (denoised/decomposed) where nW and nH are the dimensions of a single frame. |  |  |  | OK | OK | OK | fa077e46-c7b1-4f95-afb6-7bc1faa6adba | OK |  |  | alf/widefield | npy | widefieldU.images.npy
widefieldSVT.uncorrected | [nframes, nComponents] | SVD temporal components (denoised/decomposed) of data. |  |  |  | OK | OK | OK | f5e48503-c71a-4aca-beec-86b32837f8bb | OK |  |  | alf/widefield | npy | widefieldSVT.uncorrected.npy
widefieldSVT.haemoCorrected | [nframes, nComponents] | Haemodynamic corrected SVD temporal components of data. |  |  |  | OK | OK | OK | 0fd7283b-4729-4350-ab8d-74d532fcb31a | OK |  |  | alf/widefield | npy | widefieldSVT.haemoCorrected.npy
widefieldChannels.frameAverage | [nLED, nW, nH] | Average image across each frame for each LED channel used in imaging. |  |  |  | OK | OK | OK | b23b5e73-0278-49e9-ab22-08663aa48555 | OK |  |  | alf/widefield | npy | widefieldChannels.frameAverage.npy
widefieldLandmarks.dorsalCortex |  | User selected landmarks and transform for widefield imaging to allow images to be transformed and aligned to Allen Atlas |  |  |  | OK | OK | OK | 8eed6442-7923-4437-b288-f66adb08df09 | OK |  |  | alf/widefield | json | widefieldLandmarks.dorsalCortex.json
subjectWidefieldU.mask_atlasTransformed | [nW, nH] | User selected mask to apply to processed atlas transformed widefeild images. One mask per subject. |  |  |  | OK | OK | OK | 7f124173-c108-4a67-9400-b314a6d8b6b5 | OK |  |  | aggregates/Subject | npy | subjectWidefieldU.mask_atlasTransformed.npy
Behaviour tracking:
Eye tracking
eye.timestamps | [nEyeSamples, 2] | Timestamps for pupil tracking timeseries: 2 column array giving sample number and time in seconds |  | Measured through DLC via the camera | [6 empty] | Eye camera pupil tracking |  | alf
eye.raw | [nEyeSamples, nX, nY] | Raw movie data for pupil tracking |  | Measured through DLC via the camera | [8 empty] | alf
eye.diameter | [nEyeSamples] | Diameter of pupil (pixels). If two-columns, this gives diameter of left and right eye. If only one column, which eye can be found in experiment-specific documentation |  | Measured through DLC via the camera - replace with diameter value as per Michael S. comment? | [8 empty] | alf
eye.centerPos | [nEyeSamples, 2] | matrix with 2 columns giving x and y position of pupil (in pixels). If 4-columns, gives xy center position of left and right eye. If only 2 columns, which eye this refers to can be found in experiment documentation |  | Measured through DLC via the camera - replace with center position as per Michael S. comment? | [8 empty] | alf
eye.blink | [nEyeSamples] | Boolean array saying whether eye was blinking in each frame |  | Measured through DLC via the camera - does blinking mean pupil covered by skin? | [8 empty] | alf
licks.times | [nLicks] | Times of licks as detected from DLC tongue traces | float64 | Detected from DLC tongue trace |  |  |  | OK | c6efb782-dfa6-4244-90fe-e24fead5df00 |  | Detected licks |  | alf | npy | licks.times.npy | licks.times*
spontaneous.intervals | [nSpontInt, 2] | Times when no other protocol was going on for at least 30 sec or so |  | Is this used ? | [6 empty] | Spontaneous times |  | alf
Wheel tracking
_ibl_wheel.position | [nWheelSamples] | Absolute rotation of wheel (radians mathematical convention) | float64 | Measured through Rotary encoder module. Code link? Will this always go up through session, since absolute linear output? |  | OK | OK | OK | 54c9a39c-665c-4cf6-b06c-d7f18dae1e78 | OK | Raw wheel position trace | _ibl_ | alf |  | npy |  | behavior.Wheel (meta information in behavior.Wheel, trace to be fetched with ONE)
_ibl_wheel.timestamps | [nWheelSamples, 2] | Times of position in absolute seconds from session start, non-evenly spaced | float64 | Measured through Rotary encoder module. Code link? |  | OK | OK | OK | 74c0120c-7515-478f-9725-53d587d86c49 | OK |  | _ibl_ | alf |  | npy |  | behavior.Wheel (meta information in behavior.Wheel, trace to be fetched with ONE)
_ibl_wheel.velocity | [nWheelSamples] | Tangential velocity of the wheel (rad/s) where positive = CCW | float64 | Measured through Rotary encoder module. Code link? |  | OK | OK | OK | e1542d34-9618-4369-aab7-0489484f6a12 | OK |  | _ibl_ | alf |  | npy |  | behavior.Wheel (meta information in behavior.Wheel, trace to be fetched with ONE)
_ibl_wheelMoves.intervals | [nWheelMoves,2] | 2 column array with onset and offset times of detected wheel movements in seconds | float64 | Defined by whether wheel moved a sufficient amount over a particular timeframe. |  | OK | OK | OK | dea53510-d3e0-4b94-9739-2fe548a6f898 |  | Detected wheel movements | _ibl_ | alf |  |  |  | behavior.WheelMove/wheel_move_start_time, wheel_move_end_time; group_shared_wheel.WheelMoveSet.Move.movement_onset, movement_offset |  | ask how
_ibl_wheelMoves.type | [nWheelMoves] | string array containing classified type of movement ('CW', 'CCW', 'Flinch', 'Other') |  | Subject to change. |  |  |  |  | 81ea14a9-1512-4c1c-94e3-ccb7b42f6755 |  |  | _ibl_ | alf |  |  |  | behavior.Wheel/wheel_move_type |  | ask how
_ibl_wheelMoves.peakAmplitude | [nWheelMoves] | 1D float array of signed peak movement amplitude in rad relative to movement onset | float64 | Defined by max of the absolute interpolated wheel trace between movement onset and offset, minus the position at onset |  | OK | OK | OK | a66e41a2-09b8-4761-9fbb-5fe5168cc088 | OK | [6 empty] | group_shared_wheel.WheelMoveSet.Move.movement_amplitude
Behavior trials
_ibl_trials.intervals | [nTrials,2] | 2 column array giving each trials start (i.e. beginning of quiescent period) and stop (i.e. end of iti) times of trials in universal seconds | float64 | How can trial ends be Nan? How is start/end computed? |  |  |  |  | 678a7e65-1dd1-4bff-b8c9-508e1f3a1cdc |  | Information about trials | _ibl_ | alf |  | npy | *trials.table*
_ibl_trials.table | [n_trials, n] | [7 empty] | c634bb4d-a152-4e6f-930d-516957b433e6 | OK |  | _ibl_ | alf |  | pqt
_ibl_trials.included | [nTrials] | boolean suggesting which trials to include in analysis, chosen at experimenter discretion, e.g. by excluding the block of incorrect trials at the end of the session when the mouse has stopped |  | not set, default : include all ? does this mean all 1? |  |  |  |  | d6584a34-f9dd-4870-ac02-0feb50fdf5f6 |  |  | _ibl_ | alf |  |  |  | behavior.Trial/trial_included
_ibl_trials.repNum | [nTrials] | the repetition number of the trial, i.e. how many trials have been repeated on this side (counting from 1) | int64 | is this only when the debiasing protocol is on? |  |  |  |  | 4cd7dcc9-62c1-4471-afa7-60544fc7e1ff |  |  | _ibl_ | alf |  | npy |  | behavior.Trial/trial_rep_num
_ibl_trials.goCue_times | [nTrials] | Time of go cues in choiceworld - in absolute seconds from session start, rather than relative to trial onset NOTE: this is the time the sound is actually played. | float64 | Command sent through souncard sync on BNC2, feedback into Bpod |  |  |  |  | f7dbfad8-1cfc-459e-874f-4065cf9def86 |  |  | _ibl_ | alf |  | npy |  | behavior.Trial/go_cue_time
_ibl_trials.goCueTrigger_times | [nTrials] | Time of go cues in choiceworld - in absolute seconds from session start, rather than relative to trial onset NOTE: this is the time the trigger command is sent. | float64 | Command sent through Bpod |  |  |  |  | 63ea5aaa-1b51-4378-b515-2b6ec0502e05 |  |  | _ibl_ | alf |  | npy |  | behavior.Trial/go_cue_trigger_time
_ibl_trials.response_times | [nTrials] | Time (in absolute seconds from session start) when a response was recorded (end of the closed loop state in bpod) | float64 | The end of the closed loop state is, in Bpod, when the RE reaches a position equivalent to the stimulus on the screen reaching + or - 35º azimuth -- What happens when no movement is recorded? Response recorded passed 60s ? |  |  |  |  | 5df90bef-df4f-4850-92b4-f0e43d619a0a |  |  | _ibl_ | alf |  | npy |  | behavior.Trial/trial_response_time
_ibl_trials.firstMovement_times | [nTrials] | 1D array of first movement times in absolute seconds. The first movement is defined as the move onset time of the first movement that has an amplidue > 1/3 * target threshold. Movements considered for a trial must have feedback time > onset < goCue - 0.2. | float64 | Interpolated wheel trace, trial goCue_times and feedback_times, and min quescence period task setting. Uses wheelMoves object which is also derived from the wheel trace. |  | OK | OK | OK | 921d2a34-9bcf-430f-a762-2f4051902e56 | OK |  | _ibl_ | alf |  | npy |  | group_shared_wheel.MovementTimes.movement_onset
_ibl_trials.choice | [nTrials] | which choice was made in choiceworld: -1 (turn CCW), +1 (turn CW), or 0 (nogo) | int64 | n.a., computed, cf doc Description |  |  |  |  | 378aa050-4924-4a9b-9fe7-b7cf86dff93f |  |  | _ibl_ | alf |  | npy |  | behavior.Trial/trial_choice
_ibl_trials.stimOn_times | [nTrials] | Times of visual stimulus onset in absolute seconds. | float64 | Change of synch square polarity on the screen detected by photodiode sensor |  |  |  |  | 72344745-c248-45e5-bf73-a9329c1720d2 |  |  | _ibl_ | alf |  | npy |  | behavior.Trial/trial_stim_on_time
_ibl_trials.stimOnTrigger_times | [nTrials] | Times of visual stimulus onset trigger command, from session start in seconds | float64 | Comment sent through what? Bonsai? How is time base re-aligned? |  |  |  |  | 7e27c540-e61d-401f-b774-54d573886a6c |  |  | _ibl_ | alf |  | npy
_ibl_trials.contrastLeft | [nTrials] | contrast of left-side stimulus (0...1) nan if trial is on other side | float64 | n.a. , computed |  |  |  |  | 979f9f7c-7d67-48d5-9042-a9000a8e66a2 |  |  | _ibl_ | alf |  | npy |  | behavior.Trial/trial_stim_contrast_left
_ibl_trials.contrastRight | [nTrials] | contrast of right-side stimulus (0...1) nan if trial is on other side | float64 | n.a. , computed |  |  |  |  | 9d44dc73-67cd-4de7-b115-7d25723bc0da |  |  | _ibl_ | alf |  | npy |  | behavior.Trial/trial_stim_contrast_right
_ibl_trials.feedback_times | [nTrials] | Time of feedback delivery (reward or not) in choiceworld - in absolute seconds, rather than relative to trial onset. | float64 | For reward: valve TTL trigger command from Bpod. For noise punishment: sound On time, feedback TTL onto Bpod. |  |  |  |  | a60425e9-c5ab-4827-88a3-79b4eb68f989 |  |  | _ibl_ | alf |  | npy |  | behavior.Trial/trial_feedback_time
_ibl_trials.feedbackType | [nTrials] | Whether feedback is positive or negative in choiceworld (-1 for negative, +1 for positive) | int64 | n.a. , computed |  |  |  |  | 2a9092b0-c9fc-4740-bb43-28b254e3386e |  |  | _ibl_ | alf |  | npy |  | behavior.Trial/trial_feedback_type
_ibl_trials.rewardVolume | [nTrials] | volume of reward given each trial in µl | float64 | n.a. , computed |  |  |  |  | 30717938-d036-40de-942f-b3dfe0c39c3b |  |  | _ibl_ | alf |  | npy
_ibl_trials.itiDuration | [nTrials] | Intertrial interval duration for each trial, from response time to end of trial (end of trial is beginning of quiescence period) this includes the feedback delivery and the 1or 2 seconds delay and the 0.5 sec iti at the end of each trial. | float64 | This is computed, and not measured, correct? time in seconds? |  |  |  |  | f010bc2d-0211-41e7-930f-08c927a78d82 |  |  | _ibl_ | alf |  | npy
_ibl_trials.deadTime | [nTrials] | time between state machine trial end and restart for every trial trial_length + iti_duration | float64 | This is computed, and not measured, correct? | [7 empty] | _ibl_ | alf |  | npy
_ibl_trials.probabilityLeft | [nTrials] | Probability that the stimulus will be on the left hand side for the current block. The probability of right is 1 minus this | float64 | n.a. , computed |  |  |  |  | 9295f7a4-dd1b-440e-8ad0-53223aebab81 |  |  | _ibl_ | alf |  | npy |  | behavior.Trial/trial_stim_prob_left
_ibl_trials.laserIntervals | [nTrials] | Start and top times of stimulation relative to session start |  |  | invalid | ok | ok | ok | 5d6c5026-31ec-45c8-8f37-f1304c360fb3 |  |  | _ibl_ | alf
_ibl_trials.laserProbability | [nTrials] | Probability of stimulation to be turned on within the trial |  |  | ok | ok | ok | ok | 426d3490-e0d6-4a49-91fc-39eeed279475 | ok
_ibl_trials.laserStimulation | [nTrials] | Whether or not the laser was actuating during the trial (outcome): 0:no laser, 1: laser, np.nan: no info |  |  | ok | ok | ok | ok | 2be5a2b1-4f52-4570-a2ac-3412dde50cc3 | ok
_ibl_subjectTrials.table | [totalTrials, 18] | All trials data for a given subject, contains the same columns as trials.table, plus "session", "session_start_time", "session_number" and "task_protocol" | [6 empty] | e0614a49-8f18-46b1-a4d9-0710a080fd8d |  |  | _ibl_ | Subjects/{lab_name}/{subject_name} | pqt | _ibl_subjectTrials.table.pqt
_ibl_subjectTraining.table | [nTrainingCriterion, 2] | Overview of training status for subject, date and session at which the subject reached different training criterion | [6 empty] | 4cb6bc06-a549-4ab6-9ac0-7e28a4f29d32 |  |  | _ibl_ | Subjects/{lab_name}/{subject_name} | pqt | _ibl_subjectTraining.table.pqt
Optogenetics:
_ibl_laserStimulation.intervals | [nEvents, 2] | The start and end times of the laser stimulation period. | float64 |  | ok | ok | ok | ok | 2be5a2b1-4f52-4570-a2ac-3412dde50cc3 |  |  | _ibl_ | alf |  | _ibl_laserStimulation.intervals.npy |  | N/A
_ibl_laserStimulation.mlapdv | [nEvents, 3] | 3D location of the laser relative to bregma - mediolateral; anterior-posterior; dorsoventral coordinates (um). '_estimate' means not resolved with histology. | float64
Miscellaneous:
_ibl_passiveTrials.included | [nPassiveTrials] | boolean suggesting which trials to include in analysis, chosen at experimenter discretion, e.g. by excluding the block of incorrect trials at the end of the session when the mouse has stopped |  | not set, default : include all ? does this mean all 1? |  |  |  |  | 07aea4a4-189c-46f7-867d-8179561caf94 |  | Information about passive mock trials | _ibl_ | alf
_ibl_passiveTrials.stimOn_times | [nPassiveTrials] | Times of stimuli in choiceworld in absolute seconds, rather than relative to trial onset |  | n.a. , computed |  |  |  |  | 0c635fca-650e-45c9-8e23-b22fe1f6e60e |  |  | _ibl_ | alf
_ibl_passiveTrials.contrastLeft | [nPassiveTrials] | contrast of left-side stimulus (0...1) |  | n.a. , computed |  |  |  |  | 9b929d17-bd42-459d-a604-b4251d847da8 |  |  | _ibl_ | alf
_ibl_passiveTrials.contrastRight | [nPassiveTrials] | contrast of right-side stimulus (0...1) | [6 empty] | b73caa77-3e26-44a4-9809-b0885b47e77e |  |  | _ibl_ | alf
_ibl_passiveValve.times | [nPassiveTrials] | Times of valve opening during passive trial presentation | [6 empty] | 72d9e4b1-295a-4698-bca7-650e7a62a330 |  |  | _ibl_ | alf
_ibl_passiveGoCue.times | [nPassiveTrials] | Times of the beep, equivalent to the go cue during the choice world task | [6 empty] | 361ca040-16e5-45d8-8486-ba8d19538452 |  |  | _ibl_ | alf
_ibl_passiveNoise.times | [nPassiveTrials] | Times of white noise bursts, equivilent to the negative feedback sound during the choice world task | [6 empty] | cbf4b6b1-9202-4468-bd65-22df1713ae60 |  |  | _ibl_ | alf
_ibl_passiveNoise.intervals | [nPassiveTrials,2] | 2 column array giving each passive noise trial's start (i.e. beginning of quiescent period) and stop (i.e. end of iti) times of trials in universal seconds | [6 empty] | 83c45a9b-3e78-460f-a035-cb00cf4f9709 |  |  | _ibl_ | alf
_ibl_passivePeriods.intervalsTable | [2, 4] | Intervals: choiceword / spont activity / RF mapping / replay task stim [start, end] times columns = ['passiveProtocol', 'spontaneousActivity', 'RFM', 'taskReplay'] lines = ['start', 'stop'] | float64 |  |  | OK | OK | OK | efdf0ab6-1d56-4936-9f4f-242113d215e1 | OK |  | _ibl_ | alf | csv | _ibl_passivePeriods.intervalsTable.csv
_ibl_passiveRFM.times | [nFrames] | passive RFM frame times | float64 |  |  | OK | OK | OK | 647ecd82-d357-434c-a921-6670f849606d | OK |  | _ibl_ | alf | npy | _ibl_passiveRFM.times.npy
_ibl_passiveGabor.table | [nRepeats, 5] | Gabor patch presentations table columns = [start times, stop times, position, contrast, phase] lines = nPresentations = 180 | float64 |  |  | OK | OK | OK | 4375f1a9-8465-4ef1-86b0-8d51b373a38b | OK |  | _ibl_ | alf | csv | _ibl_passiveGabor.table.csv
_ibl_passiveStims.table | [nRepeats, 6] | All other stimuli times columns = [valveOn, valveOff, toneOn, toneOff, noiseOn, noiseOff] lines = nStims = 40 | float64 |  |  | OK | OK | OK | ea4cb820-2f13-48b2-9695-cbc927e2fa3a | OK |  | _ibl_ | alf | csv | _ibl_passiveStims.table.csv
_iblrig_RFMapStim.raw | [nFrames, nx, ny] | RAW matrix RF mapping matrix (nframe_times, nx, ny) | uint8 |  |  | n/a | n/a | OK | 41068334-1826-42ee-a09a-759d907dd0cf | OK |  | _iblrig_ | raw_passive_data | bin | ..\raw_passive_data\_iblrig_RFMapStim.raw.bin | _iblrig_RFMapStim.raw.bin
_ibl_sparseNoise.xy | [nSparseNoise,2] | 2 column array giving x and y coordiates on screen of sparse noise stimulus squares (WHAT UNIT?) | [6 empty] | 2a80ad9c-0d66-47b5-9fe4-2624e3dc439e |  | Sparse Noise | _ibl_ | alf
_ibl_sparseNoise.times | [nSparseNoise] | times of those stimulus squares appeared in universal seconds | [6 empty] | 6e2913bc-6591-457c-a4e1-df86d96298b4 |  |  | _ibl_ | alf
_ibl_extraRewards.times | [nExtraRewards] | Times of extra rewards | [6 empty] | 9d9f66f2-a783-46a7-ad03-1cad8aa7b4ab |  | Information about extra rewards given manually by experimenter. | _ibl_ | alf
camera.dlc | [nframes, npoints x 3] | Coordinates of DeepLabCut (DLC) points (x position, y position, likelihood). Total points = 11 (fpaws-2, nose-1, spout-2, tongue-2, eye-4). | [6 empty] | ffe43f90-d13f-42ad-b2c9-38603a9a5439 |  |  | _ibl_ | alf |  | _ibl_leftCamera.dlc.pqt _ibl_rightCamera.dlc.pqt _ibl_bodyCamera.dlc.pqt | *camera.dlc.*
_ibl_camera.lightningPose | [nframes, npoints x 3] | Dataframe with coordinates of body parts as estimated by Lightning Pose algorithm (x position, y position, likelihood). Total points = 11 (fpaws-2, nose-1, spout-2, tongue-2, eye-4). | [6 empty] | bb1add37-910b-4153-bd50-53dc5c9bf77a |  |  | _ibl_ | alf | pqt | _ibl_leftCamera.lightningPose.pqt _ibl_rightCamera.lightningPose.pqt _ibl_bodyCamera.lightningPose.pqt
camera.pawstates | [nframes, 20] | Dataframe with probabilities of each paw being in one of five discrete states (background, still, wheel-move, fidget, groom) and the associated ensemble variance for each state. Total points = 20 (2 paws x 5 states x 2 values (probability and ensemble variance). | float64 | [5 empty] | 557373dc-e22e-42b1-916d-2e43594f3e9c |  |  | _ibl_ | alf/lightningaction | pqt | _ibl_leftCamera.pawstates.pqt _ibl_rightCamera.pawstates.pqt | *camera.pawstates.*
camera.times | nframes | times of acquisition of all frames (leftCamera for behavior and ephys rigs right and bodyCameras are on ephys rig only) | [6 empty] | 8f36fa46-3fbc-4921-be8d-89f838c4ec42 |  |  | _ibl_ | alf |  | _ibl_rightCamera.times.npy _ibl_leftCamera.times.npy _ibl_bodyCamera.times.npy | *camera.times.*
camera.features | [nframes, nfeatures] | Contains features calculated from DLC traces, currently pupilDiameter_raw, pupilDiameter_smooth | float64 |  |  |  |  | OK | 49adb321-17d3-43e5-8cf6-672236b0c345 |  |  | _ibl_ | alf | pqt | _ibl_rightCamera.features.pqt _ibl_leftCamera.features.pqt _ibl_bodyCamera.features.pqt | *camera.features.*
log.info | [8 empty] | d3547560-7cd3-48e6-903c-427317a06a3b |  |  |  | log |  | _ibl_log.info.extraction_v1.1.4.log _ibl_log.info.registration_v1.1.4.log | *log.info*.log
log.error | [8 empty] | 86f168dc-5a37-4e67-adfe-353cf6aed751 |  |  |  | log |  |  | *log.error*.log
_iblrig_taskData.raw |  | Data file saved by PyBpod in json serializable lines (file itself is not a json object, each line is a json object corresponding to a trial) - Training task w/ automated contrast | [6 empty] | b9898fac-8106-4db4-99a4-f81f6a53fc57 | OK | raw_behavior_data folder | _iblrig_ | raw_behavior_data |  | jsonable
_iblrig_taskSettings.raw |  | Metadata/Settings json (only one line). All information about the task, user, subject, contrasts, gain etc are included. (We should have a link with the structure of it somewhere) | [6 empty] | 26e731af-67a7-4be0-9dbc-c25eb153da31 | OK |  | _iblrig_ | raw_behavior_data raw_passive_data |  | json
_iblrig_codeFiles.raw |  | Zip of Gabor2D and basicChoiceWorld code folders that generated the data | [6 empty] | 91aec5d6-a10a-41e8-abcd-fbd7bacf69e3 | OK |  | _iblrig_ | raw_behavior_data raw_passive_data |  | zip
_iblrig_encoderEvents.raw |  | Data file saved from Bonsai (Event, RE timestamp, Source, data, Bonsai Timestamp) - Each row is an event sent from the state machine (1, 2, 3 - stim off, on close loop) | [6 empty] | 62998630-0d69-45c1-9c5e-c74a1a509fb1 | OK |  | _iblrig_ | raw_behavior_data raw_passive_data |  | ssv
_iblrig_encoderPositions.raw |  | Data file saved from Bonsai (Position, RE timestamp, Position, Bonsai Timestamp) - Each row is a position change of the RE | [6 empty] | e0c77fba-1e8d-435a-b57e-b33c867ede83 | OK |  | _iblrig_ | raw_behavior_data raw_passive_data |  | ssv
_iblrig_encoderTrialInfo.raw |  | Raw trial data sent at beginning of trial from Bpod to Bonsai (TrialNum, init position of stim, stim_contrast, stim_freq, stim_angle, stim_gain, stim_sigma/size, Bonsai timestamp), | [6 empty] | a5ef4d78-e667-4e85-9fd7-141ae5ad3ae9 | OK |  | _iblrig_ | raw_behavior_data raw_passive_data |  | ssv
_iblrig_stimPositionScreen.raw |  | CSV file with 3 columns, CONTRAST [0->1], STIM_POSITION [visual deg] ([0,0] is at the screen center), TIMESTAMP (Bonsai) [isostandard] (saves stim positions and contrast every time they change) | [6 empty] | c29a238f-95a4-4081-9ef2-7d0e0b225f20 | OK |  | _iblrig_ | raw_passive_data | csv | _iblrig_stimPositionScreen.raw.csv | _iblrig_stimPositionScreen.raw.*
_iblrig_syncSquareUpdate.raw |  | TIMESTAMP (Bonsai) Should match frame2ttl state change length between stimON and ITI | [6 empty] | 73ecfa96-b913-4807-ad35-e2c67f4ed01e |  |  | _iblrig_ | raw_behavior_data | csv | _iblrig_syncSquareUpdate.raw.csv | _iblrig_syncSquareUpdate.raw.*
_iblrig_ambientSensorData.raw |  | Temperature and humidity from sensor in rig (e.g. "Temperature_C": [23.389999389648438], "AirPressure_mb": [1036.8914794921875], "RelativeHumidity": [48.3564453125]} | [6 empty] | 8d9e3083-9cb5-4f21-b945-cd445772d7a7 |  |  | _iblrig_ | raw_behavior_data | jsonable | _iblrig_ambientSensorData.raw | _iblrig_ambientSensorData.raw.*
_iblmic_onsetGoCue.times_mic |  | GoCue Times extracted from microphone data (s) |  |  |  |  | ok | ok | 5ec9b957-d0b8-4343-8d32-e2bc40ce4c5d |  |  | _iblmic_ | raw_behavior_data | npy | _iblmic_onsetGoCue.times_mic.npy | _iblmic_onsetGoCue.times_mic.*
_iblmic_audioSpectrogram.frequencies |  | Frequency scale of audio spectrogram from microphone (Hz) |  |  |  |  | ok | ok | cad0b10e-ff17-4f31-a2d0-1be0de95b2d6 |  |  | _iblmic_ | raw_behavior_data | npy | _iblmic_audioSpectrogram.frequencies.npy | _iblmic_audioSpectrogram.frequencies.*
_iblmic_audioSpectrogram.power |  | Audio spectrogram from microphone, power |  |  |  |  | ok | ok | d9d99abc-f14a-47c2-b61a-91efba29956a |  |  | _iblmic_ | raw_behavior_data | npy | _iblmic_audioSpectrogram.power.npy | _iblmic_audioSpectrogram.power.*
_iblmic_audioSpectrogram.times_mic |  | Time of the middle sample of the time window (s) |  |  |  |  | ok | ok | bed4e73c-8843-4fbe-8e6b-eb2d8cda5d8b |  |  | _iblmic_ | raw_behavior_data | npy | _iblmic_audioSpectrogram.times_mic.npy | _iblmic_audioSpectrogram.times_mic.*
_iblrig_micData.raw |  | Microphone data lossless compression for ephys |  |  |  | ok | ok |  | 288b8f91-78b3-42bb-b90e-8bb2c82a35c9 |  |  | _iblrig_ | raw_behavior_data | wav | _iblrig_micData.raw.flac | _iblrig_micData.raw.*
ephysData.raw.sync |  | Synchronization for binary file: 2 columns giving self-time in seconds and reference time in seconds |  |  |  | ok | ok | ok | 05981c26-6f62-4bb6-af22-745f9751c7be | OK | Raw ephys | _spikeglx_ | raw_ephys_data | npy | probe00/_spikeglx_ephysData_g0_t0.imec0.sync.npy probe01/_spikeglx_ephysData_g0_t0.imec1.sync.npy _spikeglx_ephysData_g0_t0.nidq.sync.npy | *ephysData*.sync.npy
ephysData.raw.meta |  | Metadata text file for raw binary neurophysiology data |  |  |  | OK | OK | ok | f9f6df39-52af-4818-a502-845489d671f4 | OK |  | _spikeglx_ | raw_ephys_data | text | probe00/_spikeglx_ephysData_g0_t0.imec0.lf.meta probe01/_spikeglx_ephysData_g0_t0.imec1.lf.meta _spikeglx_ephysData_g0_t0.nidq.meta | *ephysData*.meta
ephysData.raw.timestamps | [nsync, 2] | 2 columns file containing time synchronisation information for the AP binary file: sample index in the first column and session time in the second column. Note that sample indices may not be integers |  |  |  | OK | OK | OK | 9e77de1e-b20b-4a84-b372-2c20907f95b6 | OK |  | _spikeglx_ | raw_ephys_data | npy | probe00/_spikeglx_ephysData_g0_t0.imec0.timestamps.npy probe01/_spikeglx_ephysData_g0_t0.imec1.timestamps.cbin | *ephysData*.timestamps.npy
ephysData.raw.ap |  | Action Potentials band of raw neurophysiology data - mtscomp compressed |  |  |  | N/A | N/A | ok | 2aba753c-0316-44e7-ad54-b42c81a99349 | ok |  | _spikeglx_ | raw_ephys_data | cbin | probe00/_spikeglx_ephysData_g0_t0.imec0.ap.cbin probe01/_spikeglx_ephysData_g0_t0.imec1.ap.cbin | *ephysData*.ap.cbin
ephysData.raw.lf |  | Low Field band of raw neurophysiology data - mtscomp compressed |  |  |  | N/A | N/A | ok | d0d22f62-1c16-435c-a437-c82474c42100 | ok |  | _spikeglx_ | raw_ephys_data | cbin | probe00/_spikeglx_ephysData_g0_t0.imec0.lf.cbin probe01/_spikeglx_ephysData_g0_t0.imec1.lf.cbin | *ephysData*.lf.cbin
ephysData.raw.nidq |  | Nidq breakout box binary data for Neuropixel 3B system - mtscomp compressed |  |  |  | N/A | N/A | ok | 993e04d9-33f4-42c1-b665-3a39da26c72b | ok |  | _spikeglx_ | raw_ephys_data | cbin | _spikeglx_ephysData_g0_t0.nidq.cbin | *ephysData*.nidq.cbin
ephysData.raw.ch |  | Mtscomp metadata containing compression information and block offsets in JSON |  |  |  | OK | OK | ok | 2ba28b37-0833-4b7b-bad5-d36c108d3941 | ok |  | _spikeglx_ | raw_ephys_data | bin | _spikeglx_ephysData_g0_t0.nidq.ch probe00/_spikeglx_ephysData_g0_t0.imec0.ap.ch probe01/_spikeglx_ephysData_g0_t0.imec1.ap.ch | *ephysData*.ch
ephysData.raw.wiring |  | JSON describing auxes wiring patterns: https://github.com/int-brain-lab/iblrig/issues/238 |  |  |  | ok | ok | ok | 524bc84c-bf31-481f-b9f7-73e87090bd39 | ok |  | _spikeglx_ | raw_ephys_data | json | probe00/_spikeglx_ephysData_g0_t0.imec0.wiring.json probe01/_spikeglx_ephysData_g0_t0.imec1.wiring.json _spikeglx_ephysData_g0_t0.wiring.json | *ephysData*.wiring.json
ephysData.raw.sequence | ascii | Json file containing |  |  |  | N/A | N/A |  |  |  |  | _spikeglx_ | raw_ephys_data | Json file containing | probe00/_spikeglx_ephysData_g0_t0.imec0.sequence.json probe01/_spikeglx_ephysData_g0_t0.imec1.sequence.json | *ephysData*.sequence.json
_spikeglx_sync.times | [nsync] | Times of sync pulses, seconds relative to ephys start |  |  |  | ok | ok | ok | 7a1a4c65-ab7a-4a26-b610-a5bf22b1f106 | ok |  | _spikeglx_ | raw_ephys_data | npy | probe00/_spikeglx_sync.times.probe00.npy | _spikeglx_sync.time*.npy
_spikeglx_sync.channels | [nsync] | 0 based index corresponding to the raw file sync channel used [0-15 on 3A, 0-8 on 3B] |  |  |  | ok | ok | ok | 71ba1629-fec2-4984-a97d-228ca14a68ab | ok |  | _spikeglx_ | raw_ephys_data | npy | probe00/_spikeglx_sync.channels.probe00.npy | _spikeglx_sync.channel*.npy
_spikeglx_sync.polarities | [nsync] | Polarity of front: 1: rising, -1 falling |  |  |  | ok | ok | ok | cff89747-45ad-4538-a32c-4a47ee26e36c | ok |  | _spikeglx_ | raw_ephys_data | npy | probe00/_spikeglx_sync.polarities.probe00.npy | _spikeglx_sync.polaritie*.npy
_iblqc_ephysChannels.RMS | [nch] | Median RMS per channel from samples of raw [nch, 0] and destriped [nch, 1] ephys data [V]. |  |  |  | ok | ok | ok | 2c56c793-c3ac-4968-9798-f31a6453c105 | ok |  | _iblqc_ | raw_ephys_data | npy | probe00/_iblqc_ephysChannels.apRMS.npy probe01/_iblqc_ephysChannels.apRMS.npy | _iblqc_ephysChannels.*RMS.*
_iblqc_ephysChannels.labels | [nch] | Labels of automatic bad channel detections (int) 0: ok, 1: dead or low amplitude, 2: noisy, 3: out of the brain |  |  |  | ok |  | ok | 1fd9c881-0c02-468a-ab0a-8974170bd875 |  |  | _iblqc_ | raw_ephys_data | npy | probe00/_iblqc_ephysChannels.labels.npy probe01/_iblqc_ephysChannels.labels.npy | _iblqc_ephysChannels.*labels.*
_iblqc_ephysChannels.rawSpikeRates | [nch] | Raw spike rate per channel without clustering or collision handling - for early stages QC purposes. [Hz] |  |  |  | ok | ok | ok | 935a4f55-4a9b-49c5-8898-661559b3616a | ok |  | _iblqc_ | raw_ephys_data | npy | probe00/_iblqc_ephysChannels.rawSpikeRates.npy probe01/_iblqc_ephysChannels.rawSpikeRates.npy | _iblqc_ephysChannels.*rawSpikeRates.*
_iblqc_ephysTimeRms.timestamps | [ntwin] | Time scale for the RMS amplitude as a function of time, relative to the raw binary ephys file (s) |  |  |  | OK | OK | OK | a02ab1c2-c881-4acc-9e3a-13c0a0c3e187 | OK |  | _iblqc_ | raw_ephys_data | npy | _iblqc_ephysTimeRmsAP.timestamps.npy _iblqc_ephysTimeRmsLF.timestamps.npy | _iblqc_ephysTimeRms*.timestamps.npy
_iblqc_ephysTimeRms.rms | [ntwin, nch] | RMS amplitude as a function of time (V) |  |  |  | OK | OK | OK | 374e0fc2-58be-4670-b238-a43f82aae8a4 | OK |  | _iblqc_ | raw_ephys_data | npy | _iblqc_ephysTimeRmsAP.amps.npy _iblqc_ephysTimeRmsLF.amps.npy | _iblqc_ephysTimeRms*.rms.npy
_iblqc_ephysSpectralDensity.freqs | [nfreqs] | Frequency scale for the spectrogram (Hz) |  |  |  | OK | OK | OK | aced686b-6d9e-4094-bb3a-8e8a198cae28 | OK |  | _iblqc_ | raw_ephys_data | npy | _iblqc_ephysSpectralDensityAP.freqs.npy _iblqc_ephysSpectralDensityLF.freqs.npy | _iblqc_ephysSpectralDensity*.freqs.npy
_iblqc_ephysSpectralDensity.power | [nfreqs, nch] | Spectral Density for all channels (V**2/Hz) |  |  |  | OK | OK | OK | e61ce46e-0412-4edc-8c38-50a5c60e3ee4 | OK |  | _iblqc_ | raw_ephys_data | npy | _iblqc_ephysSpectralDensityAP.amps.npy _iblqc_ephysSpectralDensityLF.amps.npy | _iblqc_ephysSpectralDensity*.power.npy
_iblrig_Camera.raw | nframes | [7 empty] | e40899d0-a883-40ac-8214-344bcf249d09 |  | raw_video_data folder | _iblrig_ | raw_video_data | mp4 | _iblrig_leftCamera.raw.mp4 _iblrig_rightCamera.raw.mp4 _iblrig_bodyCamera.raw.mp4 | _iblrig_*Camera.raw.*
_iblrig_Camera.timestamps | [nframes, 2] | [Camera frame datetime in ISO 8601, System timestamp] for each frame | [6 empty] | b5ec79de-9c9e-4009-8892-10aa2ddb9638 |  |  | _iblrig_ | raw_video_data | ssv | _iblrig_leftCamera.timestamps.ssv _iblrig_rightCamera.timestamps.ssv _iblrig_bodyCamera.timestamps.ssv | _iblrig_*Camera.*timestamps
_iblrig_Camera.GPIO.bin | nframes | GPIO pin state from cameras | [6 empty] | 28554b3d-e4c7-47ac-b247-4ba31a994332 |  |  | _iblrig_ | raw_video_data | bin | _iblrig_leftCamera.GPIO.bin _iblrig_rightCamera.GPIO.bin _iblrig_bodyCamera.GPIO.bin | _iblrig_*Camera.GPIO.*
_iblrig_Camera.frame_counter.bin | nframes | frame counter output from camera | [6 empty] | a45137ea-d4bf-444d-aa83-d29950195cde |  |  | _iblrig_ | raw_video_data | bin | _iblrig_leftCamera.frame_counter.bin _iblrig_rightCamera.frame_counter.bin _iblrig_bodyCamera.frame_counter.bin | _iblrig_*Camera.frame_counter.*
_iblrig_*Camera.frameData | nframes | Timestamp, embeddedTimeStamp, embeddedGPIOPinState, embeddedFrameCounter values for each frame |  |  |  | n/a | n/a | OK | eb61ea65-870a-4ca8-9703-c7c595284ba4 |  |  | _iblrig_ | raw_video_data | bin | _iblrig_leftCamera.frameData.bin _iblrig_rightCamera.frameData.bin _iblrig_bodyCamera.frameData.bin | _iblrig_*Camera.frameData.*
_iblrig_VideoCodeFiles.raw | [8 empty] | 02492ac1-d2a5-4ca9-b545-a9a18fbbc31b |  |  | _iblrig_ | raw_video_data |  | _iblrig_VideoCodeFiles.raw.zip | _iblrig_VideoCodeFiles.raw.*
histology.volume.raw | [20, nx, ny,nz] | Raw histology imaging volume. Tif file approximately 20 x [nx, ny, nz] ; PROPOSAL HERE | [12 empty] | histology.3dimage.volume.00.tiff histology.3dimage.volume.01.tiff
histology.volume.sample_space
histology.volume.ccf_space
histology.meta.raw
histology.meta.ccf_space
histology.meta.sample_space | [n/a] | Histology imaging volume resampled or filtered. Tif file | [11 empty] | tif
_kilosort_whitening.matrix | [nc, nc] | Kilosort whitening matrix used to recompute spikes.amps in Volts |  |  |  | OK | OK |  | 6de900a3-20b4-4e73-be57-8e63bbfa73b5 |  |  | _kilosort_ |  | npy | kilosort.whitening_matrix.npy | _kilosort_whitening.matrix.*
_phy_spikes_subset.channels | [nspikes, nchannelsmax] | Channle index for sample waveforms |  |  |  | OK | OK |  | 02810655-413b-435e-a9ac-bcd35a9c3b19 |  |  | _phy_ |  | npy | _phy_spikes_subset.channels.npy | _phy_spikes_subset.channels.*
_phy_spikes_subset.spikes | [nspikes,] | Spikes index fro sample waveforms |  |  |  | OK | OK |  | db943040-ba0a-4446-b46f-0448248d721a |  |  | _phy_ |  | npy | _phy_spikes_subset.spikes.npy | _phy_spikes_subset.spikes.*
_phy_spikes_subset.waveforms | [nspikes, nsamples, nchannelsmax] | Sample waveforms |  |  |  | OK | OK |  | 550388e1-87eb-47d2-ab7b-2793676cc11f |  |  | _phy_ |  | npy | _phy_spikes_subset.waveforms.npy | _phy_spikes_subset.waveforms.*
camera.ROIMotionEnergy | [nframes, nRois] | Motion energy calculated across subsequent frames of video within ROI (see motionEnergy.position) | float32 | [5 empty] | 9ded820c-130d-4193-b279-ba167043acde |  |  |  | alf | npy | leftCamera.ROIMotionEnergy.npy rightCamera.ROIMotionEnergy.npy bodyCamera.ROIMotionEnergy.npy | *Camera.ROIMotionEnergy.*
ROIMotionEnergy.position | [nRois, 4] | (w, h, x, y) where w and h are the width and height of the ROI in pixel, and x and y are the coordinates of the upper left corner of the ROI | int64 | [5 empty] | 29f23be7-2cbc-4b53-a675-90c626e06d65 |  |  |  | alf | npy | leftROIMotionEnergy.position.npy rightROIMotionEnergy.position.npy bodyROIMotionEnergy.position.npy | *ROIMotionEnergy.position.*
trials.probabilityRewardLeft | [nTrials] | probability of a left response (i.e. CW turn) being rewarded. The probability of the right response being rewarded is 1-probabilityRewardLeft. The two probabilities are sampled independently therefore both sides may or may not be rewarded. | [6 empty] | fa05d8a7-5ce5-42a6-9941-69ffe3acc1c1
_ibl_videoTracking.trainingDataPaw |  | Manual labels of the paws for training pose estimation algorithms. Contains csv files with labels, frame images and short video snippets from various sessions | [9 empty] | _ibl_ | aggregates | zip | _ibl_videoTracking.trainingDataPaw.zip
_ibl_videoTracking.trainingDataPupil |  | Manual labels of the pupils for training pose estimation algorithms. Contains csv files with labels, frame images and short video snippets from various sessions | [9 empty] | _ibl_ | aggregates | zip | _ibl_videoTracking.trainingDataPaw.zip
fpData.raw | [nframes, n] | Raw photometry data dataframe containing fluorescence data for every active channel (max: isosbestic, red and green) as well as information of coactive components with each frame (E.g TTL syncing pulse) |  |  |  | ok | ok | ok | 6a396eaa-7358-4df2-a793-b0aa6fe611ba | ok |  |  | raw_photometry_data | pqt | fpData.raw.pqt
photometry.signal | [nframes, n] | A table containing photometry data for all photometry ROIS in a single session, one row per imaging frame. Columns include Region0G, Region1G … , the raw data from the individual regions. Times, the time of each frame. Wavelength and name, which describe the LED used to collect each frame. Include, a mask indicating which frames should be used in analysis. |  |  |  | ok | ok | ok | 371fa560-c63c-47a6-9efb-126f298c0edf | ok |  |  | alf/photometry | pqt | photometry.signal.pqt
photometryROI.locations | [nROI, n] | Look up table from photometry ROI, to fiber name registered in the database and Allen brain location | [10 empty] | alf/photometry | pqt | photometryROI.locations.pqt

## awaiting approval
ONE Dataset Type | Dimension | Description (also, link to document detailing particular cases) | Measurements | Extract | TestE | Doc | alyx-UUID | TestR | Group | namespace | relative_path | Default Download & Load | File TYpe | Physical files | file filter | dtype | name in DataJoint Pipeline (table/name)
npy
widefieldU.images | (H, W, NCOMPONENTS) | projected spatial components (denoised/decomposed (locally processed)) where H and W are the dimensions of a single frame. | [10 empty] | npy
widefieldU.images_atlasTransformed | (H, W, NCOMPONENTS) | the spatial components transformed to a common atlas reference frame
widefieldSVT.uncorrected | (NCOMPONENTS, NFRAMES) | temporal components (denoised/decomposed) data, s·Vᵀ with dimensions [nComponents, nFrames] | [10 empty] | npy
widefieldSVT.haemoCorrected | (NCOMPONENTS, NFRAMES) | hemodynamic corrected temporal SVD components with dimensions [nComponents, nFrames] | [10 empty] | npy
widefield/imaging.times | (Nframes) | the time of each frame in seconds from experiment start -> sync function into ibllib ; labcams parse_cam_log | [10 empty] | npy
widefieldChannels.wiring |  | csv of LED wiring number and wavelength
widefieldChannels.frameAverage | [2, H, W] | average across all frames for each channel of imaging
widefieldLandmarks.dorsalCortex |  | User GUI on rig for users to pick landmarks at end of session *upon transfer script -> function into brainbox ; wfield https://github.com/jcouto/wfield/blob/master/notebooks/tutorial_example_warping_stack_ROIs.ipynb | [10 empty] | json
widefieldU.brainLocationIds_ccf_2017 | [H, W]
widefieldU.mask | [H,W]
subjectWidefieldU.mask_atlasTransformed | [H, W]
Other:
widefield.widefieldLightSource | (Nframes) | int represeting which channel was acquired for which frame
widefieldLightSource.properties |  | csv of channels number, colour and wavelength
Raw:
widefieldEvents.raw | [nEvents, 3] | csv of channel number, color, wavelength | [10 empty] | csv
widefield/imaging.frames | [Nframes, H, W] | Compressed video file. ~150GB absolute raw ; lossless compression (75%) | [10 empty] | avi
NOTE: make graph of data pipeline ; standardise input onto widefield SYNCH
[TODO GC] add DS for RMS / PSD after CAR
_kilosort_matlabv2.output | [nbytes, 1] | Archive file containing raw output from kilosort matlab v2 |  |  |  |  | 272873c9-7c77-4bdf-8401-f31eb3fc5369
camera.motionEnergy(.npy) | [nframes, 2] | Motion energy of the body and whisker pad
_iblrig_{video_type}Camera.eyeDiameter.npy | [nframes,] | Pupil diameter for left and right cam (separate files), computed from at least 2 DLC pupil edge points and smoothed using a Savitzky-Golay filter with non-uniform spacing
dorsal_cortex_landmarks.JSON |  | Location of four dorsal cortex landmarks used to align imaging to allen atlas, they are in allen space and imaging space as well as the transform matrix required to go between them
SVTcorr.npy | [200, nframes] | temporal components from SVD of the hemodynamic corrected imaging data
SVT.npy | [200, nframes*2] | temporal components from SVD of the unhemodynamic corrected imaging data
T.npy | [200,200] | not really sure, I never used it, but its there
U.npy | [540,640,200] | spatial components from SVD of imaging data in imagign space
U_warped.npy | [540,640,200] | spatial components from SVD of imaging data, transformed into allen space
frames_average.npy | [2,540,640] | average across all frames for each channel of imaging
motion_correction_rotation.npy | [nframes,2] | rotations applied by the motion correction algorithm on the raw data
motion_correction_shifts.npy | [nframes,2] | shifts applied by the motion correction algorithm on the raw data
[session_run].camlog |  | log file from the imaging camera that includes frame acquisition times, sync pulse times, and number of buffered frames
_av_trials.probabilityRewardLeft.npy | [n_trials,] | probability of a left response (i.e. CW turn) being rewarded. The probability of the right response being rewarded is 1-probabilityRewardLeft. The two probabilities are sampled independently therefore both sides may or may not be rewarded.
_av_trials.laserProbability.npy
_ibl_photometry.green | [n_phtometry_frames] | raw fluorescence for all fp branches
_ibl_photometry.red | [n_phtometry_frames] | raw fluorescence for all fp branches
photometry.photometryLightSource | [n_photometry_frames] | int representing which channel was acquired for each frame. 0 channel indicates no light
photometry.signal | [n_photometry_frames, nROIs] | the recorded signal for each frame
photometryLightSource.properties |  | colour, wavelength (.htsv: tab-separated file with 1 header line naming the columns)
_ibl_photometry.isosbestic | [n_phtometry_frames] | raw isosbestic fluorescence for all fp branches
photometry.times | [n_photometry_frames,] | Timestamps for fluorescence datapoints in common clock
photometryFibers.trajectory | [nROIs, 7] | No roll
photometry.ROIs | [nRois] | ROI integer for associateing with trajectory
photometryFibers.brainLocationAcronyms_ccf_2017 | [nRois] | Extracted brainlocation after histology per ROI
fpData.daq.tdms | [DAQ_samples, synching_channels] | Raw DAQ data (https://www.ni.com/en-us/support/documentation/supplemental/06/the-ni-tdms-file-format.html)
fpData.raw.csv | [n_photometry_frames x n_channels, n_rois] | Raw FP data dataframe containing fluorescence data for every active channel (max: isosbestic, red and green) as well as information of coactive components with each frame (E.g TTL syncing pulse)
fpData.channels.csv | [nConditions, 4] | Frame flag value for each LED channel [OFF, L415, L470, L560]. Each row corresponds to a different labelled condition. See user manual at https://neurophotometrics.com/documentation
_daqname_DAQdata.raw | [DAQ_samples, synching_channels] | A generic name for raw DAQ data. This could be used for any DAQ output (e.g. ni bin or tdms file).
_daqname_DAQdata.wiring | [channels, device_name]
PMD
_ibl_mpciU.spatial_basis.sparse_npz | [h, w, n_components] | Sparse components of denoised+compressed imaging data (called "U spatial basis"). Multiply this by temporal basis (U @ V) to reconstruct the compressed movie as a dense matrix.
_ibl_mpciU.projector.sparse_npz | [h, w, n_components] | Matrix used to project frames of data onto _ibl_mpciU.spatial_basis. U_projector.T @ image will project an image onto the U spatial basis.
_ibl_mpciV.temporal_basis | [n_components, n_frames] | Temporal components denoised+compressed imaging data (called "V temporal basis"). U @ V[frames] gives you the frames of interest.
_ibl_mpciU.meanImage | [h, w] | The mean image of the dataset
_ibl_mpciU.stdImage | [h, w] | The noise variance image of every pixel of the dataset
Imaging brain locations
mpciMeanImage.mlapdv | [H, W, 3] | 3D location of the cluster relative to bregma of each pixel of the mean image - mediolateral; anterior-posterior; dorsoventral coordinates (um). '_estimate' means not resolved with histology.
mpciMeanImage.brainLocationIds | [H, W] | Brain location acronym of each pixel of the mean image. A '_ccf_2017' in the dataset means an alignment obtained from 25um resolution 2017 Allen Common Coordinate Framework. '_estimate' means not resolved with histology.
widefieldU.mlapdv | [nW, nH, 3] | 3D location of the cluster relative to bregma of each pixel of the mean image - mediolateral; anterior-posterior; dorsoventral coordinates (um). '_estimate' means not resolved with histology.
widefieldU.brainLocationIds | [nW, nH] | Brain location acronym of each pixel of the mean image. A '_ccf_2017' in the dataset means an alignment obtained from 25um resolution 2017 Allen Common Coordinate Framework. '_estimate' means not resolved with histology.

## RS RELEASE _ IBL dataset types
ONE Dataset Type | Release? | Description (also, link to document detailing particular cases) | Physical files | dtype | name in DataJoint Pipeline (table/name)
drift.um | TRUE | Result of the drift registration. 1D vector of drift estimation in um. A cell moving downwards relative to the probe will show as negative drift (ie. it overlays on the raster). For non-rigid drift, 2D vector where the first dimension corresponds to the time of the estimation and the second dimension to the depth of the estimate (see the scale datasets) | alf/{probe_name}/{spike_sorter}/drift.um.npy
drift_depths.um | TRUE | For non-rigid registration, depth corresponding to each of the drift matrix column (um) | alf/{probe_name}/{spike_sorter}/drift_depths.um.npy
drift.times | TRUE | Time of the probe corresponding to each of the drift matrix row (secs) | alf/{probe_name}/{spike_sorter}/drift.times.npy
spikes.clusters | TRUE | Cluster assignments for each spike (integers counting from 0). Cluster assignment reflects the result of manual curation. | alf/{probe_name}/{spike_sorter}/spikes.clusters.npy |  | ephys.DefaultCluster/cluster_id
spikes.depths | TRUE | Depth along probe of each spike (µm; computed from waveform center of mass). 0 means deepest site, positive means above this | alf/{probe_name}/{spike_sorter}/spikes.depths.npy |  | ephys.DefaultCluster/cluster_spike_depths
spikes.amps | TRUE | Peak amplitude of each spike (V) | alf/{probe_name}/{spike_sorter}/spikes.amps.npy |  | ephys.DefaultCluster/cluster_spike_amps
spikes.templates | TRUE | Template ID of each spike (i.e. output of automatic spike sorting prior to manual curation) | alf/{probe_name}/{spike_sorter}/spikes.templates.npy |  | ephys.DefaultCluster/cluster_spike_templates
spikes.samples | TRUE | Time of spikes, measured in units of samples in their own electrophysiology binary file. | alf/{probe_name}/{spike_sorter}/spikes.samples.npy |  | ephys.Cluster/cluster_spike_samples
template.amps | TRUE | Mean amplitude of each template (V) | alf/{probe_name}/{spike_sorter}/template.amps.npy
templates.waveforms | TRUE | Waveform of automatic spike sorting templates (stored as a sparse array, only for a subset of channels closest to the peak channel) | alf/{probe_name}/{spike_sorter}/templates.waveforms.npy |  | ephys.Cluster/cluster_template_waveform
templates.waveformsChannels | TRUE | Index of channels that are stored for each template. Sorted by increasing distance from the maximum amplitude channel. | alf/{probe_name}/{spike_sorter}/templates.waveformsChannels.npy
clusters.uuids | TRUE | Unique identifier assigned to each cluster when ALF files created and during manual curation. | alf/{probe_name}/{spike_sorter}/clusters.uuids.npy
clusters.metrics | TRUE | Quality control metrics at the cluster level. https://docs.google.com/spreadsheets/d/1m-GgBaHB6ixwesBk3-hw5GM41WYk8319aTh2p766KmU/edit?folder=1hcgAqqPQHCwHKJ4QGIWx6XG5a2D_9sV_#gid=0 | alf/{probe_name}/{spike_sorter}/clusters.metrics.npy |  | ephys.DefaultCluster.Metrics/metrics ephys.DefaultCluster.Ks2Label/ks2_label
clusters.mlapdv | FALSE | 3d location of the cluster relative to bregma following ephys alignment - mediolateral; anterior-posterior; dorsoventral coordinates (um) | alf/{probe_name}/{spike_sorter}/clusters.mlapdv.npy |  | histology.ClusterBrainLocation
clusters.brainLocationIds_ccf_2017 | FALSE | Brain location id of clusters following ephys alignment obtained from 25um resolution 2017 Allen Common Coordinate Framework | alf/{probe_name}/{spike_sorter}/clusters.brainLocationIds_ccf_2017.npy
clusters.brainLocationAcronyms_ccf_2017 | FALSE | Brain location acronym of clusters following ephys alignment obtained from 25um resolution 2017 Allen Common Coordinate Framework | alf/{probe_name}/{spike_sorter}/clusters.brainLocationAcronyms_ccf_2017.npy
clusters.waveforms | TRUE | Waveform from spike sorting templates (stored as a sparse array, only for a subset of channels closest to the peak channel) | alf/{probe_name}/{spike_sorter}/clusters.waveforms.npy |  | ephys.DefaultCluster/cluster_waveform
clusters.waveformsChannels | TRUE |  | alf/{probe_name}/{spike_sorter}/clusters.waveformsChannels.npy
clusters.depths | TRUE | Depth of mean cluster waveform on probe (µm). 0 means deepest site, positive means above this. | alf/{probe_name}/{spike_sorter}/clusters.depths.npy |  | ephys.DefaultCluster/cluster_depth
clusters.peakToTrough | TRUE | trough to peak time of mean cluster waveform, ms | alf/{probe_name}/{spike_sorter}/clusters.peakToTrough.npy |  | ephys.DefaultCluster/cluster_peak_to_trough
clusters.amps | TRUE | Mean amplitude of each cluster (V) | alf/{probe_name}/{spike_sorter}/clusters.amps.npy |  | ephys.DefaultCluster/cluster_amp
clusters.channels | TRUE | Channel which has the largest amplitude for this cluster. | alf/{probe_name}/{spike_sorter}/clusters.channels.npy |  | ephys.DefaultCluster/cluster_channel
clusters.probes | FALSE | Which probe this cluster came from (counting from zero) | alf/{probe_name}/{spike_sorter}/clusters.probes.npy |  | ephys.DefaultCluster/probe_idx
probes.trajectory | FALSE | JSON with one entry per probe containing the 7 parameters describing the probe trajectory. Refer to the coordinate section of this document for more information. 'x':(um) medio-lateral coordinate relative to Bregma, left negative 'y':(um) antero-posterior coordinate relative to Bregma, back negative 'z':(um) dorso-ventral coordinate relative to Bregma, ventral negative 'phi':(degrees)[-180 180] azimuth 'theta':(degrees)[0 180] polar angle 'depth':(um) insertion depth 'beta' :(degrees) roll angle of the probe | alf/{probe_name}/probes.trajectory.npy |  | histology.ProbeTrajectory
probes.description | FALSE | JSON with one entry per probe containing label, model (3A, 3B1, 3B2),serial and raw_file_name | alf/{probe_name}/probes.description.npy | str | ephys.ProbeInsertion/probe_idx
electrodeSites.localCoordinates | TRUE | Location of each channel relative to probe coordinate system (µm): (first) dimension is on the width of the shank; Second is the depth where 0 is the deepest site, and positive above this. Straight mapping to the raw electrophysiology binary files | alf/{probe_name}/{spike_sorter}/electrodeSites.localCoordinates.npy
electrodeSites.mlapdv | TRUE | 3d location of the channels relative to bregma following ephys alignment - mediolateral; anterior-posterior; dorsoventral coordinates (um) straight mapping to the raw electrophysiology binary file channels | alf/{probe_name}/{spike_sorter}/electrodeSites.mlapdv.npy
electrodeSites.brainLocationIds_ccf_2017 | TRUE | Brain location id of channels following ephys alignment obtained from 25um resolution 2017 Allen Common Coordinate Framework - straight mapping to the raw electrophysiology binary file channels | alf/{probe_name}/{spike_sorter}/electrodeSites.brainLocationIds_ccf_2017.npy
channels.probes | FALSE | Probe assignments for each channel (integers counting from 0). Can be used as direct indexing for the probes.* attributes. | alf/{probe_name}/{spike_sorter}/channels.probes.npy |  | ephys.Channel/probe_idx | NOTE "channel" refers ONLY to those channels that made it through to spike sorting (probably not all of them). "rawRow" means a row in the raw recording file, of which there may be more
channels.rawInd | TRUE | Array of integers saying which index in the raw recording file (of its home probe) that the channel corresponds to (counting from zero). NOTE there may be less channels than electrode sites, for example reference channels may be dropped from the channels object | alf/{probe_name}/{spike_sorter}/channels.rawInd.npy |  | ephys.ChannelGroup/channel_raw_ids
channels.brainLocationIds_ccf_2017 | TRUE | Brain location id of channels following ephys alignment obtained from 25um resolution 2017 Allen Common Coordinate Framework | alf/{probe_name}/{spike_sorter}/channels.brainLocationIds_ccf_2017.npy | str | histology.ChannelBrainLocation
channels.mlapdv | TRUE | 3d location of the channels relative to bregma following ephys alignment - mediolateral; anterior-posterior; dorsoventral coordinates (um) | alf/{probe_name}/{spike_sorter}/channels.mlapdv.npy
channels.localCoordinates | TRUE | Location of each channel relative to probe coordinate system (µm): x (first) dimension is on the width of the shank; (y) is the depth where 0 is the deepest site, and positive above this. | alf/{probe_name}/{spike_sorter}/channels.localCoordinates.npy |  | ephys.ChannelGroup/channel_local_coordinates
eye.timestamps | FALSE | Timestamps for pupil tracking timeseries: 2 column array giving sample number and time in seconds
eye.raw | FALSE | Raw movie data for pupil tracking
eye.diameter | FALSE | Diameter of pupil (pixels). If two-columns, this gives diameter of left and right eye. If only one column, which eye can be found in experiment-specific documentation
eye.centerPos | FALSE | matrix with 2 columns giving x and y position of pupil (in pixels). If 4-columns, gives xy center position of left and right eye. If only 2 columns, which eye this refers to can be found in experiment documentation
eye.blink | FALSE | Boolean array saying whether eye was blinking in each frame
licks.times | TRUE | Times of licks as detected from DLC tongue traces | licks.times.npy | float64
spontaneous.intervals | FALSE | Times when no other protocol was going on for at least 30 sec or so
_ibl_wheel.position | TRUE | Absolute rotation of wheel (radians mathematical convention) | npy | float64 | behavior.Wheel (meta information in behavior.Wheel, trace to be fetched with ONE)
_ibl_wheel.timestamps | TRUE | Times of position in absolute seconds from session start, non-evenly spaced | npy | float64 | behavior.Wheel (meta information in behavior.Wheel, trace to be fetched with ONE)
_ibl_wheel.velocity | TRUE | Tangential velocity of the wheel (rad/s) where positive = CCW | npy | float64 | behavior.Wheel (meta information in behavior.Wheel, trace to be fetched with ONE)
_ibl_wheelMoves.intervals | TRUE | 2 column array with onset and offset times of detected wheel movements in seconds |  | float64 | behavior.WheelMove/wheel_move_start_time, wheel_move_end_time; group_shared_wheel.WheelMoveSet.Move.movement_onset, movement_offset |  | ask how
_ibl_wheelMoves.type | TRUE | string array containing classified type of movement ('CW', 'CCW', 'Flinch', 'Other') |  |  | behavior.Wheel/wheel_move_type |  | ask how
_ibl_wheelMoves.peakAmplitude | TRUE | 1D float array of signed peak movement amplitude in rad relative to movement onset |  | float64 | group_shared_wheel.WheelMoveSet.Move.movement_amplitude
_ibl_trials.intervals | FALSE | 2 column array giving each trials start (i.e. beginning of quiescent period) and stop (i.e. end of iti) times of trials in universal seconds | npy | float64
_ibl_trials.table | TRUE | A table of trial events, one per trial. Events include: intervals, goCue_times, response_times, choice, stimOn_times, contrastLeft, contrastRight, feedback_times, feedbackType, rewardVolume, probabilityLeft, firstMovement_times | pqt
_ibl_trials.included | FALSE | boolean suggesting which trials to include in analysis, chosen at experimenter discretion, e.g. by excluding the block of incorrect trials at the end of the session when the mouse has stopped |  |  | behavior.Trial/trial_included
_ibl_trials.repNum | FALSE | the repetition number of the trial, i.e. how many trials have been repeated on this side (counting from 1) | npy | int64 | behavior.Trial/trial_rep_num
_ibl_trials.goCue_times | FALSE | Time of go cues in choiceworld - in absolute seconds from session start, rather than relative to trial onset NOTE: this is the time the sound is actually played. | npy | float64 | behavior.Trial/go_cue_time
_ibl_trials.goCueTrigger_times | FALSE | Time of go cues in choiceworld - in absolute seconds from session start, rather than relative to trial onset NOTE: this is the time the trigger command is sent. | npy | float64 | behavior.Trial/go_cue_trigger_time
_ibl_trials.response_times | FALSE | Time (in absolute seconds from session start) when a response was recorded (end of the closed loop state in bpod) | npy | float64 | behavior.Trial/trial_response_time
_ibl_trials.firstMovement_times | FALSE | 1D array of first movement times in absolute seconds. The first movement is defined as the move onset time of the first movement that has an amplidue > 1/3 * target threshold. Movements considered for a trial must have feedback time > onset < goCue - 0.2. | npy | float64 | group_shared_wheel.MovementTimes.movement_onset
_ibl_trials.choice | FALSE | which choice was made in choiceworld: -1 (turn CCW), +1 (turn CW), or 0 (nogo) | npy | int64 | behavior.Trial/trial_choice
_ibl_trials.stimOn_times | FALSE | Times of visual stimulus onset in absolute seconds. | npy | float64 | behavior.Trial/trial_stim_on_time
_ibl_trials.stimOnTrigger_times | FALSE | Times of visual stimulus onset trigger command, from session start in seconds | npy | float64
_ibl_trials.contrastLeft | FALSE | contrast of left-side stimulus (0...1) nan if trial is on other side | npy | float64 | behavior.Trial/trial_stim_contrast_left
_ibl_trials.contrastRight | FALSE | contrast of right-side stimulus (0...1) nan if trial is on other side | npy | float64 | behavior.Trial/trial_stim_contrast_right
_ibl_trials.feedback_times | FALSE | Time of feedback delivery (reward or not) in choiceworld - in absolute seconds, rather than relative to trial onset. | npy | float64 | behavior.Trial/trial_feedback_time
_ibl_trials.feedbackType | FALSE | Whether feedback is positive or negative in choiceworld (-1 for negative, +1 for positive) | npy | int64 | behavior.Trial/trial_feedback_type
_ibl_trials.rewardVolume | FALSE | volume of reward given each trial in µl | npy | float64
_ibl_trials.itiDuration | FALSE | Intertrial interval duration for each trial, from response time to end of trial (end of trial is beginning of quiescence period) this includes the feedback delivery and the 1or 2 seconds delay and the 0.5 sec iti at the end of each trial. | npy | float64
_ibl_trials.deadTime | FALSE | time between state machine trial end and restart for every trial trial_length + iti_duration | npy | float64
_ibl_trials.probabilityLeft | FALSE | Probability that the stimulus will be on the left hand side for the current block. The probability of right is 1 minus this | npy | float64 | behavior.Trial/trial_stim_prob_left
_ibl_trials.laserIntervals | FALSE | Start and top times of stimulation relative to session start
_ibl_trials.laserProbability | FALSE | Probability of stimulation to be turned on within the trial
_ibl_trials.laserStimulation | FALSE | Whether or not the laser was actuating during the trial (outcome): 0:no laser, 1: laser, np.nan: no info
_ibl_passiveTrials.included | FALSE | boolean suggesting which trials to include in analysis, chosen at experimenter discretion, e.g. by excluding the block of incorrect trials at the end of the session when the mouse has stopped
_ibl_passiveTrials.stimOn_times | FALSE | Times of stimuli in choiceworld in absolute seconds, rather than relative to trial onset
_ibl_passiveTrials.contrastLeft | FALSE | contrast of left-side stimulus (0...1)
_ibl_passiveTrials.contrastRight | FALSE | contrast of right-side stimulus (0...1)
_ibl_passiveValve.times | FALSE | Times of valve opening during passive trial presentation
_ibl_passiveGoCue.times | FALSE | Times of the beep, equivalent to the go cue during the choice world task
_ibl_passiveNoise.times | FALSE | Times of white noise bursts, equivilent to the negative feedback sound during the choice world task
_ibl_passiveNoise.intervals | FALSE | 2 column array giving each passive noise trial's start (i.e. beginning of quiescent period) and stop (i.e. end of iti) times of trials in universal seconds
_ibl_passivePeriods.intervalsTable | TRUE | Intervals: choiceword / spont activity / RF mapping / replay task stim [start, end] times columns = ['passiveProtocol', 'spontaneousActivity', 'RFM', 'taskReplay'] lines = ['start', 'stop'] | _ibl_passivePeriods.intervalsTable.csv | float64
_ibl_passiveRFM.times | TRUE | passive RFM frame times | _ibl_passiveRFM.times.npy | float64
_ibl_passiveGabor.table | TRUE | Gabor patch presentations table columns = [start times, stop times, position, contrast, phase] lines = nPresentations = 180 | _ibl_passiveGabor.table.csv | float64
_ibl_passiveStims.table | TRUE | All other stimuli times columns = [valveOn, valveOff, toneOn, toneOff, noiseOn, noiseOff] lines = nStims = 40 | _ibl_passiveStims.table.csv | float64
FALSE
_iblrig_RFMapStim.raw | TRUE | RAW matrix RF mapping matrix (nframe_times, nx, ny) | ..\raw_passive_data\_iblrig_RFMapStim.raw.bin | uint8
FALSE
_ibl_sparseNoise.xy | FALSE | 2 column array giving x and y coordiates on screen of sparse noise stimulus squares (WHAT UNIT?)
_ibl_sparseNoise.times | FALSE | times of those stimulus squares appeared in universal seconds
_ibl_extraRewards.times | FALSE | Times of extra rewards
camera.dlc | TRUE | Coordinates of DeepLabCut (DLC) points (x position, y position, likelihood). Total points = 11 (fpaws-2, nose-1, spout-2, tongue-2, eye-4). | _ibl_leftCamera.dlc.pqt _ibl_rightCamera.dlc.pqt _ibl_bodyCamera.dlc.pqt
camera.times | TRUE | times of acquisition of all frames (leftCamera for behavior and ephys rigs right and bodyCameras are on ephys rig only) | _ibl_rightCamera.times.npy _ibl_leftCamera.times.npy _ibl_bodyCamera.times.npy
camera.features | TRUE | Contains features calculated from DLC traces, currently pupilDiameter_raw, pupilDiameter_smooth | _ibl_rightCamera.features.pqt _ibl_leftCamera.features.pqt _ibl_bodyCamera.features.pqt | float64
log.info | FALSE |  | _ibl_log.info.extraction_v1.1.4.log _ibl_log.info.registration_v1.1.4.log
log.error | FALSE
_iblrig_taskData.raw | FALSE | Data file saved by PyBpod in json serializable lines (file itself is not a json object, each line is a json object corresponding to a trial) - Training task w/ automated contrast | jsonable
_iblrig_taskSettings.raw | FALSE | Metadata/Settings json (only one line). All information about the task, user, subject, contrasts, gain etc are included. (We should have a link with the structure of it somewhere) | json
_iblrig_codeFiles.raw | FALSE | Zip of Gabor2D and basicChoiceWorld code folders that generated the data | zip
_iblrig_encoderEvents.raw | FALSE | Data file saved from Bonsai (Event, RE timestamp, Source, data, Bonsai Timestamp) - Each row is an event sent from the state machine (1, 2, 3 - stim off, on close loop) | ssv
_iblrig_encoderPositions.raw | FALSE | Data file saved from Bonsai (Position, RE timestamp, Position, Bonsai Timestamp) - Each row is a position change of the RE | ssv
_iblrig_encoderTrialInfo.raw | FALSE | Raw trial data sent at beginning of trial from Bpod to Bonsai (TrialNum, init position of stim, stim_contrast, stim_freq, stim_angle, stim_gain, stim_sigma/size, Bonsai timestamp), | ssv
_iblrig_stimPositionScreen.raw | FALSE | CSV file with 3 columns, CONTRAST [0->1], STIM_POSITION [visual deg] ([0,0] is at the screen center), TIMESTAMP (Bonsai) [isostandard] (saves stim positions and contrast every time they change) | _iblrig_stimPositionScreen.raw.csv
_iblrig_syncSquareUpdate.raw | FALSE | TIMESTAMP (Bonsai) Should match frame2ttl state change length between stimON and ITI | _iblrig_syncSquareUpdate.raw.csv
_iblrig_ambientSensorData.raw | FALSE | Temperature and humidity from sensor in rig (e.g. "Temperature_C": [23.389999389648438], "AirPressure_mb": [1036.8914794921875], "RelativeHumidity": [48.3564453125]} | _iblrig_ambientSensorData.raw
FALSE
_iblmic_onsetGoCue.times_mic | FALSE | GoCue Times extracted from microphone data (s) | _iblmic_onsetGoCue.times_mic.npy
_iblmic_audioSpectrogram.frequencies | FALSE | Frequency scale of audio spectrogram from microphone (Hz) | _iblmic_audioSpectrogram.frequencies.npy
_iblmic_audioSpectrogram.power | FALSE | Audio spectrogram from microphone, power | _iblmic_audioSpectrogram.power.npy
_iblmic_audioSpectrogram.times_mic | FALSE | Time of the middle sample of the time window (s) | _iblmic_audioSpectrogram.times_mic.npy
_iblrig_micData.raw | FALSE | Microphone data lossless compression for ephys | _iblrig_micData.raw.flac
ephysData.raw.sync | TRUE | Synchronization for binary file: 2 columns giving self-time in seconds and reference time in seconds | probe00/_spikeglx_ephysData_g0_t0.imec0.sync.npy probe01/_spikeglx_ephysData_g0_t0.imec1.sync.npy _spikeglx_ephysData_g0_t0.nidq.sync.npy
ephysData.raw.meta | TRUE | Metadata text file for raw binary neurophysiology data | probe00/_spikeglx_ephysData_g0_t0.imec0.lf.meta probe01/_spikeglx_ephysData_g0_t0.imec1.lf.meta _spikeglx_ephysData_g0_t0.nidq.meta
ephysData.raw.timestamps | TRUE | 2 columns file containing time synchronisation information for the AP binary file: sample index in the first column and session time in the second column. Note that sample indices may not be integers | probe00/_spikeglx_ephysData_g0_t0.imec0.timestamps.npy probe01/_spikeglx_ephysData_g0_t0.imec1.timestamps.cbin
ephysData.raw.ap | TRUE | Action Potentials band of raw neurophysiology data - mtscomp compressed | probe00/_spikeglx_ephysData_g0_t0.imec0.ap.cbin probe01/_spikeglx_ephysData_g0_t0.imec1.ap.cbin
ephysData.raw.lf | TRUE | Low Field band of raw neurophysiology data - mtscomp compressed | probe00/_spikeglx_ephysData_g0_t0.imec0.lf.cbin probe01/_spikeglx_ephysData_g0_t0.imec1.lf.cbin
ephysData.raw.nidq | TRUE | Nidq breakout box binary data for Neuropixel 3B system - mtscomp compressed | _spikeglx_ephysData_g0_t0.nidq.cbin
ephysData.raw.ch | TRUE | Mtscomp metadata containing compression information and block offsets in JSON | _spikeglx_ephysData_g0_t0.nidq.ch probe00/_spikeglx_ephysData_g0_t0.imec0.ap.ch probe01/_spikeglx_ephysData_g0_t0.imec1.ap.ch
ephysData.raw.wiring | TRUE | JSON describing auxes wiring patterns: https://github.com/int-brain-lab/iblrig/issues/238 | probe00/_spikeglx_ephysData_g0_t0.imec0.wiring.json probe01/_spikeglx_ephysData_g0_t0.imec1.wiring.json _spikeglx_ephysData_g0_t0.wiring.json
ephysData.raw.sequence | FALSE | Json file containing | probe00/_spikeglx_ephysData_g0_t0.imec0.sequence.json probe01/_spikeglx_ephysData_g0_t0.imec1.sequence.json
_spikeglx_sync.times | TRUE | Times of sync pulses, seconds relative to ephys start | probe00/_spikeglx_sync.times.probe00.npy
_spikeglx_sync.channels | TRUE | 0 based index corresponding to the raw file sync channel used [0-15 on 3A, 0-8 on 3B] | probe00/_spikeglx_sync.channels.probe00.npy
_spikeglx_sync.polarities | TRUE | Polarity of front: 1: rising, -1 falling | probe00/_spikeglx_sync.polarities.probe00.npy
_iblqc_ephysChannels.RMS | TRUE | Median RMS per channel from samples of raw [nch, 0] and destriped [nch, 1] ephys data [V]. | probe00/_iblqc_ephysChannels.apRMS.npy probe01/_iblqc_ephysChannels.apRMS.npy
_iblqc_ephysChannels.labels | TRUE | Labels of automatic bad channel detections (int) 0: ok, 1: dead or low amplitude, 2: noisy, 3: out of the brain | probe00/_iblqc_ephysChannels.labels.npy probe01/_iblqc_ephysChannels.labels.npy
_iblqc_ephysChannels.rawSpikeRates | TRUE | Raw spike rate per channel without clustering or collision handling - for early stages QC purposes. [Hz] | probe00/_iblqc_ephysChannels.rawSpikeRates.npy probe01/_iblqc_ephysChannels.rawSpikeRates.npy
_iblqc_ephysTimeRms.timestamps | TRUE | Time scale for the RMS amplitude as a function of time, relative to the raw binary ephys file (s) | _iblqc_ephysTimeRmsAP.timestamps.npy _iblqc_ephysTimeRmsLF.timestamps.npy
_iblqc_ephysTimeRms.rms | TRUE | RMS amplitude as a function of time (V) | _iblqc_ephysTimeRmsAP.amps.npy _iblqc_ephysTimeRmsLF.amps.npy
_iblqc_ephysSpectralDensity.freqs | TRUE | Frequency scale for the spectrogram (Hz) | _iblqc_ephysSpectralDensityAP.freqs.npy _iblqc_ephysSpectralDensityLF.freqs.npy
_iblqc_ephysSpectralDensity.power | TRUE | Spectral Density for all channels (V**2/Hz) | _iblqc_ephysSpectralDensityAP.amps.npy _iblqc_ephysSpectralDensityLF.amps.npy
_iblrig_Camera.raw | TRUE |  | _iblrig_leftCamera.raw.mp4 _iblrig_rightCamera.raw.mp4 _iblrig_bodyCamera.raw.mp4
_iblrig_Camera.timestamps | TRUE | [Camera frame datetime in ISO 8601, System timestamp] for each frame | _iblrig_leftCamera.timestamps.ssv _iblrig_rightCamera.timestamps.ssv _iblrig_bodyCamera.timestamps.ssv
_iblrig_Camera.GPIO.bin | TRUE | GPIO pin state from cameras | _iblrig_leftCamera.GPIO.bin _iblrig_rightCamera.GPIO.bin _iblrig_bodyCamera.GPIO.bin
_iblrig_Camera.frame_counter.bin | TRUE | frame counter output from camera | _iblrig_leftCamera.frame_counter.bin _iblrig_rightCamera.frame_counter.bin _iblrig_bodyCamera.frame_counter.bin
_iblrig_*Camera.frameData | TRUE | Timestamp, embeddedTimeStamp, embeddedGPIOPinState, embeddedFrameCounter values for each frame | _iblrig_leftCamera.frameData.bin _iblrig_rightCamera.frameData.bin _iblrig_bodyCamera.frameData.bin
_iblrig_VideoCodeFiles.raw | FALSE |  | _iblrig_VideoCodeFiles.raw.zip
histology.volume.raw | FALSE | Raw histology imaging volume. Tif file approximately 20 x [nx, ny, nz] ; PROPOSAL HERE | histology.3dimage.volume.00.tiff histology.3dimage.volume.01.tiff
histology.volume.sample_space | FALSE
histology.volume.ccf_space | FALSE
histology.meta.raw | FALSE
histology.meta.ccf_space | FALSE
histology.meta.sample_space | FALSE | Histology imaging volume resampled or filtered. Tif file
_kilosort_whitening.matrix | TRUE | Kilosort whitening matrix used to recompute spikes.amps in Volts | kilosort.whitening_matrix.npy
_phy_spikes_subset.channels | TRUE | Channle index for sample waveforms | _phy_spikes_subset.channels.npy
_phy_spikes_subset.spikes | TRUE | Spikes index fro sample waveforms | _phy_spikes_subset.spikes.npy
_phy_spikes_subset.waveforms | TRUE | Sample waveforms | _phy_spikes_subset.waveforms.npy
camera.ROIMotionEnergy | TRUE | Motion energy calculated across subsequent frames of video within ROI (see motionEnergy.position) | leftCamera.ROIMotionEnergy.npy rightCamera.ROIMotionEnergy.npy bodyCamera.ROIMotionEnergy.npy | float32
ROIMotionEnergy.position | TRUE | (w, h, x, y) where w and h are the width and height of the ROI in pixel, and x and y are the coordinates of the upper left corner of the ROI | leftROIMotionEnergy.position.npy rightROIMotionEnergy.position.npy bodyROIMotionEnergy.position.npy | int64
trials.probabilityRewardLeft | FALSE | probability of a left response (i.e. CW turn) being rewarded. The probability of the right response being rewarded is 1-probabilityRewardLeft. The two probabilities are sampled independently therefore both sides may or may not be rewarded.
FALSE
FALSE
FALSE
FALSE
FALSE
FALSE
FALSE
FALSE
FALSE
FALSE
FALSE
FALSE
FALSE
FALSE
FALSE
FALSE
FALSE
FALSE
FALSE
FALSE
FALSE
FALSE
FALSE
FALSE
FALSE
FALSE
FALSE
FALSE
FALSE
FALSE
FALSE
FALSE
FALSE
FALSE
FALSE
FALSE
FALSE
FALSE
FALSE
FALSE
FALSE
FALSE
FALSE
FALSE
FALSE
FALSE
FALSE
FALSE
FALSE
FALSE
FALSE
FALSE
FALSE
FALSE
FALSE
FALSE
FALSE
FALSE
FALSE
FALSE
FALSE
FALSE
FALSE
FALSE
FALSE
FALSE
FALSE
FALSE
FALSE
FALSE
FALSE
FALSE
FALSE
FALSE
FALSE
FALSE
FALSE
FALSE
FALSE
FALSE
FALSE
FALSE
FALSE
FALSE
FALSE
FALSE
FALSE
FALSE
FALSE
FALSE
FALSE
FALSE
FALSE
FALSE
FALSE
FALSE
FALSE
FALSE
FALSE
FALSE
FALSE
FALSE
FALSE
FALSE
FALSE
FALSE
FALSE
FALSE
FALSE
FALSE
FALSE
FALSE
FALSE
FALSE
FALSE
FALSE
FALSE
FALSE
FALSE
FALSE
FALSE
FALSE
FALSE
FALSE
FALSE
FALSE
FALSE
FALSE
FALSE
FALSE
FALSE
FALSE
FALSE
FALSE
FALSE
FALSE
FALSE
FALSE
FALSE
FALSE
FALSE
FALSE
FALSE
FALSE
FALSE
FALSE
FALSE
FALSE
FALSE
FALSE
FALSE
FALSE
FALSE
FALSE
FALSE
FALSE
FALSE
FALSE
FALSE
FALSE
FALSE
FALSE
FALSE
FALSE
FALSE
FALSE
FALSE
FALSE
FALSE
FALSE
FALSE
FALSE
FALSE
FALSE
FALSE
FALSE
FALSE
FALSE
FALSE
FALSE
FALSE
FALSE
FALSE
FALSE
FALSE
FALSE
FALSE
FALSE
FALSE
FALSE
FALSE
FALSE
FALSE
FALSE
FALSE
FALSE
FALSE
FALSE
FALSE
FALSE
FALSE
FALSE
FALSE
FALSE
FALSE
FALSE
FALSE
FALSE
FALSE
FALSE
FALSE
FALSE
FALSE
FALSE
FALSE
FALSE
FALSE
FALSE
FALSE
FALSE
FALSE
FALSE
FALSE
FALSE
FALSE
FALSE
FALSE
FALSE
FALSE
FALSE
FALSE
FALSE
FALSE
FALSE
FALSE
FALSE
FALSE
FALSE
FALSE
FALSE
FALSE
FALSE
FALSE
FALSE
FALSE
FALSE
FALSE
FALSE
FALSE
FALSE
FALSE
FALSE
FALSE
FALSE
FALSE
FALSE
FALSE
FALSE
FALSE
FALSE
FALSE
FALSE
FALSE
FALSE
FALSE
FALSE
FALSE
FALSE
FALSE
FALSE
FALSE
FALSE
FALSE
FALSE
FALSE
FALSE
FALSE
FALSE
FALSE
FALSE
FALSE
FALSE
FALSE
FALSE
FALSE
FALSE
FALSE
FALSE
FALSE
FALSE
FALSE
FALSE
FALSE
FALSE
FALSE
FALSE
FALSE
FALSE
FALSE
FALSE
FALSE
FALSE
FALSE
FALSE
FALSE
FALSE
FALSE
FALSE
FALSE
FALSE
FALSE
FALSE
FALSE
FALSE
FALSE
FALSE
FALSE
FALSE
FALSE
FALSE
FALSE
FALSE
FALSE
FALSE
FALSE
FALSE
FALSE
FALSE
FALSE
FALSE
FALSE
FALSE
FALSE
FALSE
FALSE
FALSE
FALSE
FALSE
FALSE
FALSE
FALSE
FALSE
FALSE
FALSE
FALSE
FALSE
FALSE
FALSE
FALSE
FALSE
FALSE
FALSE
FALSE
FALSE
FALSE
FALSE
FALSE
FALSE
FALSE
FALSE
FALSE
FALSE
FALSE
FALSE
FALSE
FALSE
FALSE
FALSE
FALSE
FALSE
FALSE
FALSE
FALSE
FALSE
FALSE
FALSE
FALSE
FALSE
FALSE
FALSE
FALSE
FALSE
FALSE
FALSE
FALSE
FALSE
FALSE
FALSE
FALSE
FALSE
FALSE
FALSE
FALSE
FALSE
FALSE
FALSE
FALSE
FALSE
FALSE
FALSE
FALSE
FALSE
FALSE
FALSE
FALSE
FALSE
FALSE
FALSE
FALSE
FALSE
FALSE
FALSE
FALSE
FALSE
FALSE
FALSE
FALSE
FALSE
FALSE
FALSE
FALSE
FALSE
FALSE
FALSE
FALSE
FALSE
FALSE
FALSE
FALSE
FALSE
FALSE
FALSE
FALSE
FALSE
FALSE
FALSE
FALSE
FALSE
FALSE
FALSE
FALSE
FALSE
FALSE
FALSE
FALSE
FALSE
FALSE
FALSE
FALSE
FALSE
FALSE
FALSE
FALSE
FALSE
FALSE
FALSE
FALSE
FALSE
FALSE
FALSE
FALSE
FALSE
FALSE
FALSE
FALSE
FALSE
FALSE
FALSE
FALSE
FALSE
FALSE
FALSE
FALSE
FALSE
FALSE
FALSE
FALSE
FALSE
FALSE
FALSE
FALSE
FALSE
FALSE
FALSE
FALSE
FALSE
FALSE
FALSE
FALSE
FALSE
FALSE
FALSE
FALSE
FALSE
FALSE
FALSE
FALSE
FALSE
FALSE
FALSE
FALSE
FALSE
FALSE
FALSE
FALSE
FALSE
FALSE
FALSE
FALSE
FALSE
FALSE
FALSE
FALSE
FALSE
FALSE
FALSE
FALSE
FALSE
FALSE
FALSE
FALSE
FALSE
FALSE
FALSE
FALSE
FALSE
FALSE
FALSE
FALSE
FALSE
FALSE
FALSE
FALSE
FALSE
FALSE
FALSE
FALSE
FALSE
FALSE
FALSE
FALSE
FALSE
FALSE
FALSE
FALSE
FALSE
FALSE
FALSE
FALSE
FALSE
FALSE
FALSE
FALSE
FALSE
FALSE
FALSE
FALSE
FALSE
FALSE
FALSE
FALSE
FALSE
FALSE
FALSE
FALSE
FALSE
FALSE
FALSE
FALSE
FALSE
FALSE
FALSE
FALSE
FALSE
FALSE
FALSE
FALSE
FALSE
FALSE
FALSE
FALSE
FALSE
FALSE
FALSE
FALSE
FALSE
FALSE
FALSE
FALSE
FALSE
FALSE
FALSE
FALSE
FALSE
FALSE
FALSE
FALSE
FALSE
FALSE
FALSE
FALSE
FALSE
FALSE
FALSE
FALSE
FALSE
FALSE
FALSE
FALSE
FALSE
FALSE
FALSE
FALSE
FALSE
FALSE
FALSE
FALSE
FALSE
FALSE
FALSE
FALSE
FALSE
FALSE
FALSE
FALSE
FALSE
FALSE
FALSE
FALSE
FALSE
FALSE
FALSE
FALSE
FALSE
FALSE
FALSE
FALSE
FALSE
FALSE
FALSE
FALSE
FALSE
FALSE
FALSE
FALSE
FALSE
FALSE
FALSE
FALSE
FALSE
FALSE
FALSE
FALSE
FALSE
FALSE
FALSE
FALSE
FALSE
FALSE
FALSE
FALSE
FALSE
FALSE
FALSE
FALSE
FALSE
FALSE
FALSE
FALSE
FALSE
FALSE
FALSE
FALSE
FALSE
FALSE
FALSE
FALSE
FALSE
FALSE
FALSE
FALSE
FALSE
FALSE
FALSE
FALSE
FALSE
FALSE
FALSE
FALSE
FALSE
FALSE
FALSE
FALSE
FALSE
FALSE
FALSE
FALSE
FALSE
FALSE
FALSE
FALSE
FALSE
FALSE
FALSE
FALSE
FALSE
FALSE
FALSE
FALSE
FALSE
FALSE
FALSE
FALSE
FALSE
FALSE
FALSE
FALSE
FALSE
FALSE
FALSE
FALSE
FALSE
FALSE
FALSE
FALSE
FALSE
FALSE
FALSE
FALSE
FALSE
FALSE
FALSE
FALSE
FALSE
FALSE
FALSE
FALSE
FALSE
FALSE
FALSE
FALSE
FALSE
FALSE
FALSE
FALSE
FALSE
FALSE
FALSE
FALSE
FALSE
FALSE
FALSE
FALSE
FALSE
FALSE
FALSE
FALSE
FALSE
FALSE
FALSE
FALSE
FALSE
FALSE
FALSE
FALSE
FALSE
FALSE
FALSE
FALSE
FALSE
FALSE
FALSE
FALSE
FALSE
FALSE
FALSE
FALSE
FALSE
FALSE
FALSE
FALSE
FALSE
FALSE
FALSE
FALSE
FALSE
FALSE
FALSE
FALSE
FALSE
FALSE
FALSE
FALSE
FALSE
FALSE
FALSE
FALSE
FALSE
FALSE
FALSE
FALSE
FALSE
FALSE
FALSE
FALSE
FALSE
FALSE
FALSE
FALSE
FALSE
FALSE
FALSE
FALSE
FALSE
FALSE
FALSE
FALSE
FALSE
FALSE
FALSE
FALSE
FALSE
FALSE
FALSE
FALSE
FALSE
FALSE
FALSE
FALSE
FALSE
FALSE
FALSE
FALSE
FALSE
FALSE
FALSE
FALSE
FALSE
FALSE
FALSE
FALSE
FALSE
FALSE
FALSE
FALSE
FALSE
FALSE
FALSE
FALSE
FALSE
FALSE

## NS namespace dataset types
Detected wheel movements
_ns_wheelMoves.intervals | double | nMoves x 2 | onset and offset times of detected wheel movements in seconds
_ns_wheelMoves.type | double | nMoves x 1 | classified type of movement (1=left, 2=right, 0=flinch, 3=unclassified)
Information about trials
_ns_trials.intervals | double | nTrials x 2 | each trial's start (i.e. beginning of quiescent period) and stop (i.e. end of iti) times of trials in universal seconds
_ns_trials.included | logical | nTrials x 1 | boolean suggesting which trials to include in analysis, chosen at experimenter discretion, e.g. by excluding the block of incorrect trials at the end of the session when the mouse has stopped
_ns_trials.repNum | double | nTrials x 1 | the repetition number of the trial, i.e. how many trials have been repeated on this side (counting from 1)
_ns_trials.goCue_times | double | nTrials x 1 | Time of go cues in choiceworld - in absolute seconds, rather than relative to trial onset
_ns_trials.response_times | double | nTrials x 1 | Time of "response" in choiceworld- in absolute seconds, rather than relative to trial onset. This is when one of the three possible choices is registered in software, will not be the same as when the mouse's movement to generate that response begins.
_ns_trials.response_choice | double | nTrials x 1 | which choice was made in choiceworld: -1 (turn CCW), +1 (turn CW), or 0 (nogo)
_ns_trials.visualStim_times | double | nTrials x 1 | Times of stimuli in choiceworld - in absolute seconds, rather than relative to trial onset
_ns_trials.visualStim_contrastLeft | double | nTrials x 1 | contrast of left-side stimulus (0...1)
_ns_trials.visualStim_contrastRight | double | nTrials x 1 | contrast of right-side stimulus (0...1)
_ns_trials.feedback_times | double | nTrials x 1 | Time of feedback delivery (reward or not) in choiceworld - in absolute seconds, rather than relative to trial onset
_ns_trials.feedbackType | double | nTrials x 1 | Whether feedback is positive or negative in choiceworld (-1 for negative, +1 for positive)
Information about passive mock trials
_ns_passiveVisual.times | double | nPassiveVisual x 1 | times of passively presented visual stimuli
_ns_passiveVisual.contrastLeft | double | nPassiveVisual x 1 | contrast of left-side stimulus (0...1)
_ns_passiveVisual.contrastRight | double | nPassiveVisual x 1 | contrast of right-side stimulus (0...1)
_ns_passiveValveClicks.times | double | nPassiveValveClicks x 1 | Times of valve opening during passive trial presentation, equivalent to reward during task, but no water flows
_ns_passiveBeeps.times | double | nPassiveBeeps x 1 | Times of the beep, equivilent to the go cue during the choice world task
_ns_passiveWhiteNoise.times | double | nPassiveWhiteNoise x 1 | Times of white noise bursts, equivilent to the negative feedback sound during the choice world task
Sparse Noise
_ns_sparseNoise.positions | double | nStims x 2 | x and y coordiates on screen of sparse noise stimulus squares, in d.v.a.
_ns_sparseNoise.times | double | nStims x 1 | times of those stimulus squares appeared in universal seconds

## updating_papers_dstypes
ONE Dataset Type | Dimension | Description | ONE Dataset Type | Dimension | Description (also, link to document detailing particular cases)
spikes.times | [nspi] | Times of spikes (seconds, relative to experiment onset). Note this includes spikes from all probes, merged together.
spikes.clusters | [nspi] | Cluster assignments for each spike (integers counting from 0). Cluster assignment reflects the result of manual curation.
spikes.depths | [nspi] | Depth along probe of each spike (µm; computed from waveform center of mass). 0 means deepest site, positive means above this.
spikes.amps | [nspi] | Peak amplitude of each spike (µV).
spikes.templates | [nspi] | Template ID of each spike (i.e. output of automatic spike sorting prior to manual curation)
spikes.samples | [nspi] | Time of spikes, measured in units of samples in their own electrophysiology binary file.
template.amps | [ntemp] | Mean amplitude of each template (V)
templates.waveforms | [ntemp, nsw, nchSub] | Waveform of each template spike (stored as a sparse array, only for a subset of channels with large waveforms).
templates. waveformsChannels | [ntemp, nchSub] | Channels of the raw recording on which the template waveforms are defined.
clusters.uuids | nc | Unique identifier assigned to each cluster when ALF files created and during manual curation.
clusters.metrics | [nc, nmetrics] | Quality control metrics for each cluster.
clusters.mlapdv | [nc, 3] | Estimated coordinates of the cell relative to bregma (mm) in Allen Common Coordinate Framework (CCF)15. See Appendix 4.
clusters.brainLocationIds_ccf_2017 | [nc, 1] | Brain location id of clusters following ephys alignment obtained from 25um resolution 2017 Allen Common Coordinate Framework
clusters.brainLocationAcronyms_ccf_2017 | [nc, 1] | Brain location acronym of clusters following ephys alignment obtained from 25um resolution 2017 Allen Common Coordinate Framework
clusters.waveforms | [nc, nsw, nchSub] | Waveform from spike sorting templates (stored as a sparse array, only for a subset of channels closest to the peak channel)
clusters. waveformsChannels | [nc, nchSub] | Identities of the channels that are represented in clusters.waveforms for each cluster sorted by amplitude.
clusters.depths | [nc] | Depth of mean cluster waveform on probe (µm). 0 means deepest site, positive means above this.
clusters.peakToThrough | [nc] | Trough to peak time of mean cluster waveform (ms).
clusters.amps | [nc] | Mean amplitude of each cluster (V)
clusters.channels | [nc] | Channel which has the largest amplitude for this cluster.
clusters.probes | [nc, np] | Which probe this cluster came from (counting from zero).
probes.trajectory | [np, 7] | Trajectory coordinates of probe. See Appendix 4.
probes.description | [np] | Text description of probe: label (folder name), Model (3A, 3B1, 3B2), Serial Number, Original file name.
channels.probes | [nch] | Probe assignments for each channel (integers counting from 0). Can be used as direct indexing for the probes.* attributes.
channels.rawInd | [nch] | Array of indices in the raw recording file (of its home probe) that each channel corresponds to (counting from zero).
channels.mlapdv | [nch, 3] | Channel location relative to bregma (mm) in Allen CCF. See Appendix 4.
channels.localCoordinates | [nch, 2] | Location of each channel relative to probe coordinate system (µm): x (first) dimension is on the width of the shank; (y) is the depth where 0 is the deepest site, and positive above this.
eye.timestamps | [nEyeSamples, 2] | Timestamps for pupil tracking timeseries: 2 column array giving sample number and time in seconds.
eye.raw | [nEyeSamples, nX, nY] | Raw movie data for pupil tracking.
eye.area | [nEyeSamples] | Area of pupil (pixels^2).
eye.xyPos | [nEyeSamples, 2] | Matrix with 2 columns giving x and y position of pupil (in pixels).
eye.blink | [nEyeSamples] | Boolean array saying whether eye was blinking in each frame.
licks.times | [nLicks] | Times of licks is seconds.
spontaneous.intervals | [nSpontInt, 2] | Times when no other protocol was going on for at least 30 seconds.
_ibl_wheel.position | [nWheelSamples] | Absolute rotation of wheel (radians) where positive = CCW
_ibl_wheel.timestamps | [nWheelSamples, 2] | Times of position in absolute seconds from session start, non-evenly spaced
_ibl_wheel.velocity | [nWheelSamples] | Tangential velocity of the wheel (rad/s) where positive = CCW
_ibl_wheelMoves.intervals | [nWheelMoves,2] | 2 column array of onset and offset times of detected wheel movements in seconds relative to session start.
_ibl_wheelMoves.type | [nWheelMoves] | String array containing classified type of movement ('CW', 'CCW', 'Flinch', 'Other').
_ibl_trials.firstMovement_times | [nTrials] | 1D array of first movement times in absolute seconds. The first movement is defined as the move onset time of the first movement that has an amplidue > 1/3 * target threshold. Movements considered for a trial must have feedback time > onset < goCue - 0.2.
_ibl_trials.intervals | [nTrials,2] | Start (i.e. beginning of quiescent period) and end (i.e. end of iti) times of each trial in seconds relative to session start.
_ibl_trials.included | [nTrials] | Boolean array of which trials to include in analysis, chosen at experimenter discretion, e.g. by excluding the block of incorrect trials at the end of the session when the mouse has stopped.
_ibl_trials.repNum | [nTrials] | The trial repetition number, i.e. how many trials have been repeated on this side (counting from 1).
_ibl_trials.goCue_times | [nTrials] | Time of go cues in choiceworld - in absolute seconds from session start, rather than relative to trial onset NOTE: this is the time the sound is actually played.
_ibl_trials.goCueTrigger_times | [nTrials] | Time of go cues in choiceworld - in absolute seconds from session start, rather than relative to trial onset NOTE: this is the time the trigger command is sent.
_ibl_trials.response_times | [nTrials] | Time in seconds relative to session start when a response was recorded (end of the closed loop state in bpod).
_ibl_trials.choice | [nTrials] | The response ID: -1 (turn CCW), +1 (turn CW), or 0 (nogo)
_ibl_trials.stimOn_times | [nTrials] | Times of visual stimulus onset in seconds relative to session start.
_ibl_trials.stimOnTrigger_times | [nTrials] | Times of visual stimulus onset trigger command in seconds relative to session start.
_ibl_trials.contrastLeft | [nTrials] | Contrast of left-side stimulus (0-1, nan if stimulus is on the other side).
_ibl_trials.contrastRight | [nTrials] | Contrast of right-side stimulus (0-1, nan if stimulus is on the other side).
_ibl_trials.feedback_times | [nTrials] | Time of feedback delivery (reward or noise) in seconds relative to session start.
_ibl_trials.feedbackType | [nTrials] | Whether feedback is positive or negative (-1 for negative feedback, 1 for positive feedback).
_ibl_trials.rewardVolume | [nTrials] | Volume of reward given each trial (µl).
_ibl_trials.itiDuration | [nTrials] | Intertrial interval duration for each trial, from response time to end of trial (end of trial is beginning of quiescence period) this includes the feedback delivery and the 1or 2 seconds delay and the 0.5 sec iti at the end of each trial.
_ibl_trials.probabilityLeft | [nTrials] | Probability that the stimulus will be on the left hand side for the current block. The probability of right is 1 minus this
_ibl_passivePeriods.intervalsTable | [2, 4] | Intervals: choiceword / spont activity / RF mapping / replay task stim [start, end] times columns = ['passiveProtocol', 'spontaneousActivity', 'RFM', 'taskReplay'] lines = ['start', 'stop']
_ibl_passiveRFM.times | [nFrames] | passive RFM frame times
_ibl_passiveGabor.table | [nRepeats, 5] | Gabor patch presentations table columns = [start, stop, position, contrast, phase] lines = nPresentations = 180
_ibl_passiveStims.table | [nRepeats, 6] | All other stimuli times columns = [valveOn, valveOff, toneOn, toneOff, noiseOn, noiseOff] lines = nStims = 40
_iblrig_RFMapStim.raw | [nFrames, nx, ny] | RAW matrix RF mapping matrix (nframe_times, nx, ny)
camera.dlc | [nframes, npoints x 3] | Coordinates of DeepLabCut (DLC) points (x position, y position, likelihood). Total points = 11 (fpaws-2, nose-1, spout-2, tongue-2, eye-4).
camera.times | nframes | Time of each frame acquisition (training rigs: leftCamera; ephys rigs: leftCamera, rightCamera, and bodyCamera).
_iblqc_ephysTimeRms.timestamps | [ntwin] | Time scale for the RMS amplitude as a function of time, relative to the raw binary ephys file (s)
_iblqc_ephysTimeRms.rms | [ntwin, nch] | RMS amplitude as a function of time (V)
_iblqc_ephysSpectralDensity.freqs | [nfreqs] | Frequency scale for the spectrogram (Hz)
_iblqc_ephysSpectralDensity.power | [nfreqs, nch] | Spectral Density for all channels (V**2/Hz)
histology_3dimage.volume | [20, nx, ny,nz] | Raw histology imaging volume. Tiff file approximately 20 x [nx, ny, nz]
histology_3dimage.metadata | [n/a] | Histology imaging volume resampled or filtered.
histology_transform.elastix | [n/a] | Text file used by elastix to perform transform from a volume to another
histology_track.userpicks | [n/a] | Csv file containing user picks coordinates (IBL Bregma-centric convention)
histology_track.assignations | [1, nprobes] | Session + probe label
_kilosort_whitening.matrix | [nc, nc] | Kilosort whitening matrix used to recompute spikes.amps in Volts
_phy_spikes_subset.channels | [nspikes, nchannelsmax] | Channle index for sample waveforms
_phy_spikes_subset.spikes | [nspikes,] | Spikes index fro sample waveforms
_phy_spikes_subset.waveforms | [nspikes, nsamples, nchannelsmax] | Sample waveforms
_spikeglx_sync.times | [nsync] | Times of sync pulses, seconds relative to ephys start
_spikeglx_sync.channels | [nsync] | 0 based index corresponding to the raw file sync channel used [0-15 on 3A, 0-8 on 3B]
_spikeglx_sync.polarities | [nsync] | Polarity of front: 1: rising, -1 falling
_iblmic_onsetGoCue.times_mic |  | GoCue Times extracted from microphone data (s)
_iblmic_audioSpectrogram.frequencies |  | Frequency scale of audio spectrogram from microphone (Hz)
_iblmic_audioSpectrogram.power |  | Audio spectrogram from microphone, power
_iblmic_audioSpectrogram.times_mic |  | Time of the middle sample of the time window (s)
_iblrig_taskData.raw |  | Data file saved by PyBpod in json serializable lines (file itself is not a json object, each line is a json object corresponding to a trial) - Training task w/ automated contrast
_iblrig_taskSettings.raw |  | Metadata/Settings json (only one line). All information about the task, user, subject, contrasts, gain etc are included. (We should have a link with the structure of it somewhere)
_iblrig_codeFiles.raw |  | Zip of Gabor2D and basicChoiceWorld code folders that generated the data
_iblrig_encoderEvents.raw |  | Data file saved from Bonsai (Event, RE timestamp, Source, data, Bonsai Timestamp) - Each row is an event sent from the state machine (1, 2, 3 - stim off, on close loop)
_iblrig_encoderPositions.raw |  | Data file saved from Bonsai (Position, RE timestamp, Position, Bonsai Timestamp) - Each row is a position change of the RE
_iblrig_encoderTrialInfo.raw |  | Raw trial data sent at beginning of trial from Bpod to Bonsai (TrialNum, init position of stim, stim_contrast, stim_freq, stim_angle, stim_gain, stim_sigma/size, Bonsai timestamp),
_iblrig_stimPositionScreen.raw |  | CSV file with 3 columns, CONTRAST [0->1], STIM_POSITION [visual deg], TIMESTAMP [isostandard] (saves stim positions and contrast every time they change)
_iblrig_syncSquareUpdate.raw
_iblrig_ambientSensorData.raw |  | Temperature and humidity from sensor in rig (e.g. "Temperature_C": [23.389999389648438], "AirPressure_mb": [1036.8914794921875], "RelativeHumidity": [48.3564453125]}
_iblrig_micData.raw |  | Microphone data lossless compression for ephys
_iblrig_Camera.raw | nframes
_iblrig_Camera.timestamps | [nframes, 2] | [Camera frame datetime in ISO 8601, System timestamp] for each frame
_iblrig_Camera.GPIO.bin | nframes | GPIO pin state from cameras
_iblrig_Camera.frame_counter.bin | nframes | frame counter output from camera
_iblrig_VideoCodeFiles.raw
ephysData.raw.sync |  | Synchronization for binary file: 2 columns giving self-time in seconds and reference time in seconds
ephysData.raw.meta |  | Metadata text file for raw binary neurophysiology data
ephysData.raw.timestamps | [nsync, 2] | 2 columns file containing time synchronisation information for the AP binary file: sample index in the first column and session time in the second column. Note that sample indices may not be integers
ephysData.raw.ap |  | Action Potentials band of raw neurophysiology data - mtscomp compressed
ephysData.raw.lf |  | Low Field band of raw neurophysiology data - mtscomp compressed
ephysData.raw.nidq |  | Nidq breakout box binary data for Neuropixel 3B system - mtscomp compressed
ephysData.raw.ch |  | Mtscomp metadata containing compression information and block offsets in JSON
ephysData.raw.wiring |  | JSON describing auxes wiring patterns: https://github.com/int-brain-lab/iblrig/issues/238

## SS namespace proposed dataset t
Two-photon imaging data
_ss_2pCaclium.dff | double | nSamples x nROIs | calcium traces of ROIs
_ss_2pCalcium.timestamps | double | nSamples x 1
_ss_2pRois._ss_2pPlanes | integer | nROIs x 1 | imaging plane of each ROI
_ss_2pRois.xyz | double | nROIs x 3 | in um, (x,y,z)-position of ROI within imaging volume
_ss_2pRois.isGad | logical | nROIs x 1 | True if ROI is GAD+, false if ROI GAD-, NaN if not known
_ss_2pRois.gratingsDff | double | nROIs x nGratings x nRepetitions | dff, Estimated response amplitudes of each ROI to each presentation of each grating
_ss_2pRois._ss_gratingsKernels | double | nROIs x nSamples | Response kernel of each ROI, scaled to max == 1
_ss_2pPlanes.delay | double | nPlanes x 1 | in s, Temporal delay for each plane relative to plane 1
Ephys
_ss_validTimes.intervals | double | nIntervals x 2 | Time intervals for each cluster, where recording quality was considered good enough (large enough spike amplitudes, ...)
_ss_validTimes.clusters | integer | nIntervals x 1 | Cluster of time interval
probe._ss_sampleRate | double | nProbes x 1 | sampling rate
Behavior
_ss_running.speed | double | nSamples x 1 | in cm/s, running speed of animal
_ss_running.timestamps | double | nSamples x 1
eye.diameter | double | nFrames x 1 | in arbitrary units, diameter of pupil (not area, therefore different to eye.area)
Stimuli
_ss_grating.intervals | double | nTrials x 2 | in s, start and end of each grating presentation
_ss_grating._ss_gratingID | integer | nTrials x 1 | ID of grating that was presented
_ss_gratingID.directions | double | nGratings x 1 | Direction of movement of grating, NaN if blank was presented
_ss_gratingID.laserOn | logical | nGratings x 1 | False if laser was off, true if laser was on (for optogenetic experiments)
_ss_gratingID.laserOnTime | double | nGratings x 2 | Delay of laser onset and offset relative to on- and offset of visual stimulus, [NaN NaN] if laser was off
_ss_gratingID.laserOffTime | double | nGratings x 1 | Delay of laser offset relative to offset of visual stimulus, NaN if laser was off
_ss_gratingsKernels.timestamps | double | nSamples x 1
_ss_sparseNoise.times | double | nTrials x 1 | in s, onset time of each visual noise frame
_ss_sparseNoise._ss_sparseNoiseID | integer | nTrials x 1 | ID of visual noise frame
_ss_sparseNoiseArea.edges | double | 1 x 4 | in visual degrees, [left right bottom top] position of edges relative to center of visual field, e.g [-135 135 -42 42] for a stimulus covering all three screens
_ss_sparseNoiseID.map | integer | nFrames x nPixRows x nPixCols | -1 if black, 1 if white, 0 if gray
_ss_darkness.intervals | double | nIntervals x 2 | in s, start and end of darkness
_ss_flicker.times | double | nFlicks x 1 | in s, time of screen luminance reversal (from black to white or opposite)
_ss_flicker.frequencies | double | nFlicks x 1 | in Hz, frequency of reversal of current episode of reversals
_ss_flicker.color | integer | nFlicks x 1 | 1 if white, -1 if black

## original UCL dataset types
Name | Description | alf_filename
block | Block file, as saved by Choiceworld software. Contains information on diverse behavioral events as part of a matlab structure | NULL - not ALF
timeline | Saved by Timeline software. Contains information for synchronizing multiple recordings, as part of a matlab structure | NULL - not ALF
signalsExperimentDefinition | A matlab script that is run to control an experiment in signals. Include a version number in the filename, don't forget to update the version when you change the code. | NULL - not ALF
cwFeedback | Event series for feedback in choiceworld | cwFeedback.*.*
cwFeedback.times | Time of feedback delivery (reward or not) in choiceworld | cwFeedback.times.*
cwFeedback.type | Whether feedback is positive or negative in choiceworld (-1 for negative, +1 for positive) | cwFeedback.type.*
cwFeedback.rewardVolume | Size of the water reward given, in microlitres | cwFeedback.rewardVolume.*
cwGoCue | Event series for go cues in choiceworld | cwGoCue.*.*
cwGoCue.times | Time of go cues in choiceworld | cwGoCue.times.*
cwResponse | Event series wheel-turn responses in choiceworld | cwResponse.*.*
cwResponse.times | Time of "response" (software logs that the mouse made a response online) in choiceworld | cwResponse.times.*
cwResponse.choice | which choice was made in choiceworld: 1 (choose left), 2 (right), or 3 (nogo) | cwResponse.choice.*
cwStimOn | Event series for stimuli in choiceworld | cwStimOn.*.*
cwStimOn.times | Times of stimuli in choiceworld | cwStimOn.times.*
cwStimOn.contrastLeft | left-side contrast of stimulus in choiceworld (0-1) | cwStimOn.contrastLeft.*
cwStimOn.contrastRight | right-side contrast of stimulus in choiceworld (0-1) | cwStimOn.contrastRight.*
cwTrials | Interval series for trials in choiceworld | cwTrials.*.*
cwTrials.intervals | Start and stop times of trials in choiceworld | cwTrials.intervals.*
cwTrials.inclTrials | boolean suggesting which trials to include in analysis, chosen at experimenter discretion, e.g. by excluding the block of incorrect trials at the end of the session when the mouse has stopped | cwTrials.inclTrials.*
cwTrials.repNum | the repetition number of the trial, i.e. if it is the same condition as the previous trial(s) | cwTrials.repNum.*
eye | Timeseries for pupil tracking | eye.*.*
eye.timestamps | Timestamps for pupil tracking timeseries | eye.timestamps.*
eye.raw | Raw movie data for pupil tracking | eye.raw.*
eye.area | Area of pupil (pixels^2) | eye.area.*
eye.xPosition | x position of pupil (pixels) | eye.xPosition.*
eye.yPosition | y position of pupil (pixels) | eye.yPosition.*
eye.blink | Boolean array saying whether eye was blinking in each frame | eye.blink.*
licks | Event series for detected licks | licks.*.*
licks.times | Times of licks | licks.times.*
lickPiezo | Time series for raw lick trace data | lickPiezo.*.*
lickPiezo.trace | Raw lick trace | lickPiezo.trace.*
lickPiezo.timestamps | Timestamps for lick trace timeseries | lickPiezo.timestamps.*
wheel | Timeseries for wheel position traces | wheel.*.*
wheel.timestamps | Timestamps for wheel timeseries | wheel.timestamps.*
wheel.position | Absolute position of wheel (cm) | wheel.position.*
wheel.velocity | Signed velocity of wheel (cm/s) | wheel.velocity.*
cwWheelMoves | Interval series for detected wheel movements in choiceworld | cwWheelMoves.*.*
cwWheelMoves.intervals | onsets and offsets of detected wheel movements | cwWheelMoves.intervals.*
cwWheelMoves.type | classified type of movement (1 = L, 2 = R, 3 = flinch, 4 = other) | cwWheelMoves.type.*
spikes | Event series for sorted spikes | spikes.*.*
spikes.times | Times of spikes | spikes.times.*
spikes.clusters | Cluster assignments for each spike | spikes.clusters.*
spikes.depths | Depth along probe of each spike (µm) | spikes.depths.*
spikes.amps | Amplitude of each spike (µV) | spikes.amps.*
clusters | Information collection on each cluster | clusters.*.*
clusters.waveform | Mean unfiltered waveform of spikes in this cluster (but for neuropixels data will have been hardware filtered) ** SAY WHAT ARE ARRAY DIMENSIONS *** | clusters.waveform.*
clusters.depths | Depth of mean cluster waveform on probe (µV) | clusters.depths.*
clusters.groups | 0 = noise, 1 = MUA, 2 = Good, 3 = Noise, other number indicates manual quality score (from 4 to 100) | clusters.groups.*
clusters.ids | integer identifier of each cluster | clusters.ids.*
clusters.waveformDuration | trough to peak time, ms | clusters.waveformDuration.*
photometry | Photometry imaging data | photometry.*.*
photometry.calciumLeft_normalized | df/f of the calcium trace recorded in the left hemisphere | photometry.calciumLeft_normalized.*
photometry.calciumRight_normalized | df/f of the calcium trace recorded in the right hemisphere | photometry.calciumRight_normalized.*
photometry.timestamps | Timestamps for the calcium timeseries | photometry.timestamps.*
_rigbox_jsonParameters.raw |  | Parameter structure used for the task in Json format. | 8e896348-e852-49ec-b195-be56af9c0180 | matlab_rig_raw_for_legacy_data | _rigbox_ | raw_behavior_data | json
_rigbox_matParameters.raw |  | Parameter structure used for the task in Matlab format. | 156b266c-abc8-416d-96d4-db85fd232909 |  | _rigbox_ | raw_behavior_data | mat
_rigbox_block.raw |  | File containing the session data, unparsed in Matlab format. | b7fe7846-731e-407c-8187-d2cfa3978587 |  | _rigbox_ | raw_behavior_data | mat
_rigbox_code.raw |  | Copy of the expDef.m code file used for the session | fd0654a6-9d26-4e04-99cc-6608e9621684 |  | _rigbox_ | raw_behavior_data | mat
_rigbox_timeLine.raw |  |  | 389b2a23-d032-4909-9ad1-c59903718daf |  | _rigbox_ | raw_behavior_data | mat
_rigbox_hardwareInfo.raw |  | Hardware configuration used for the task, json format | cecb16be-781f-4859-bfb9-47406bdb1724 |  | _rigbox_ | raw_behavior_data | json